## PowerPlants
Name | Technology | Location | Age | Owner | Capacity | Efficiency
Borssele | Nuclear PGT | nlNode | 37 | Energy Producer NL A | 485 | 0.33
AL-1 | CCGT | nlNode | 9 | Energy Producer International B | 62 | 0.64
AL-2 | CCGT | nlNode | 8 | Energy Producer NL B | 55 | 0.54
Centrale Bergum (CB10) | CCGT | nlNode | 13 | Energy Producer International C | 72 | 0.45
Centrale Bergum (CB20) | CCGT | nlNode | 8 | Energy Producer International A | 72 | 0.45
Centrale Diemen (DM33) | CCGT | nlNode | 20 | Energy Producer NL A | 249 | 0.5
Centrale Diemen (DM34) | CCGT | nlNode | 8 | Energy Producer International B | 435 | 0.59
Centrale Hemweg (HW-9) | CCGT | nlNode | 14 | Energy Producer NL B | 432 | 0.49
Centrale Lage Weide | CCGT | nlNode | 17 | Energy Producer International C | 247 | 0.5
Centrale Merwedekanaal | CCGT | nlNode | 29 | Energy Producer International A | 227 | 0.38
Centrale RoCa (RoCa3) | CCGT | nlNode | 25 | Energy Producer NL A | 218 | 0.27
Centrale Swentibold | CCGT | nlNode | 15 | Energy Producer International B | 225 | 0.35
Centrale Velsen (VN24) | CCGT | nlNode | 11 | Energy Producer NL B | 459 | 0.38
Centrale Velsen (VN25) | CCGT | nlNode | 7 | Energy Producer International C | 375 | 0.38
Clauscentrale (A) | CCGT | nlNode | 6 | Energy Producer International A | 640 | 0.59
Clauscentrale (C1) | CCGT | nlNode | 8 | Energy Producer NL A | 310 | 0.59
Clauscentrale (C2) | CCGT | nlNode | 29 | Energy Producer International B | 310 | 0.59
Clauscentrale (C3) | CCGT | nlNode | 15 | Energy Producer NL B | 310 | 0.59
Delesto (Del1) | CCGT | nlNode | 23 | Energy Producer International C | 180 | 0.77
Delesto (Del2) | CCGT | nlNode | 3 | Energy Producer International A | 350 | 0.77
EDH | CCGT | nlNode | 16 | Energy Producer NL A | 112 | 0.52
Eemscentrale (EC20) | CCGT | nlNode | 5 | Energy Producer International B | 131 | 0.52
Eemscentrale (EC3) | CCGT | nlNode | 19 | Energy Producer NL B | 359 | 0.52
Eemscentrale (EC4) | CCGT | nlNode | 17 | Energy Producer International C | 359 | 0.52
Eemscentrale (EC5) | CCGT | nlNode | 17 | Energy Producer International A | 361 | 0.52
Eemscentrale (EC6) | CCGT | nlNode | 12 | Energy Producer NL A | 359 | 0.52
Eemscentrale (EC7) | CCGT | nlNode | 12 | Energy Producer International B | 360 | 0.52
Enecogen | CCGT | nlNode | 20 | Energy Producer NL B | 860 | 0.59
ERICA | CCGT | nlNode | 7 | Energy Producer International C | 63 | 0.5
KLAZI | CCGT | nlNode | 23 | Energy Producer International A | 63 | 0.5
LD12 | CCGT | nlNode | 19 | Energy Producer NL A | 83 | 0.5
LWE5 | CCGT | nlNode | 7 | Energy Producer International B | 265 | 0.5
LWE6 | CCGT | nlNode | 13 | Energy Producer NL B | 247 | 0.56
Magnum Centrale (10) | CCGT | nlNode | 11 | Energy Producer International C | 437 | 0.58
Magnum Centrale (20) | CCGT | nlNode | 26 | Energy Producer International A | 437 | 0.58
Magnum Centrale (30) | CCGT | nlNode | 13 | Energy Producer NL A | 437 | 0.58
Maxima Centrale (FL4) | CCGT | nlNode | 11 | Energy Producer International B | 435 | 0.59
Maxima Centrale (FL5) | CCGT | nlNode | 18 | Energy Producer NL B | 437 | 0.59
MK11 | CCGT | nlNode | 4 | Energy Producer International C | 103 | 0.49
Moerdijk 1 | CCGT | nlNode | 26 | Energy Producer International A | 350 | 0.4
Moerdijk 2 | CCGT | nlNode | 23 | Energy Producer NL A | 450 | 0.58
Rijnmond II | CCGT | nlNode | 17 | Energy Producer International B | 427 | 0.5
Rijnmond1 | CCGT | nlNode | 28 | Energy Producer NL B | 800 | 0.5
UCML | CCGT | nlNode | 9 | Energy Producer International C | 79 | 0.19
Amercentrale (A9) | Coal PSC | nlNode | 26 | Energy Producer International A | 640 | 0.4
Centrale Hemweg (HW-8) | Coal PSC | nlNode | 23 | Energy Producer NL A | 650 | 0.41
Centrale Maasvlakte (MV3) | Coal PSC | nlNode | 3 | Energy Producer International B | 1068 | 0.46
Centrale Rotterdam (MPP3) | Coal PSC | nlNode | 3 | Energy Producer NL B | 731 | 0.46
Eemshaven | Coal PSC | nlNode | 3 | Energy Producer International C | 1560 | 0.46
OnshoreGroningen | Onshore wind PGT | nlNode | 4 | Energy Producer International A | 447 | 1
OnshoreFriesland | Onshore wind PGT | nlNode | 4 | Energy Producer NL A | 187 | 1
OnshoreFlevoland | Onshore wind PGT | nlNode | 4 | Energy Producer International B | 1188 | 1
OnshoreNoord-Holland | Onshore wind PGT | nlNode | 4 | Energy Producer NL B | 355 | 1
OnshoreZuid-Holland | Onshore wind PGT | nlNode | 4 | Energy Producer International C | 357 | 1
OnshoreZeeland | Onshore wind PGT | nlNode | 4 | Energy Producer International A | 363 | 1
OnshoreNoord-Brabant | Onshore wind PGT | nlNode | 4 | Energy Producer NL A | 192 | 1
OnshoreOther provinces | Onshore wind PGT | nlNode | 4 | Energy Producer International B | 195 | 1
NoordzeeWind (OWEZ) | Offshore wind PGT | nlNode | 4 | Energy Producer NL B | 108 | 1
Offshore Prinses Amaliapark | Offshore wind PGT | nlNode | 10 | Energy Producer International C | 120 | 1
Offshore Luchterduinen | Offshore wind PGT | nlNode | 3 | Energy Producer International A | 129 | 1
Offshore Gemini | Offshore wind PGT | nlNode | 1 | Energy Producer NL A | 600 | 1

## ldcNLDE-hourly
Time | NL | DE
1 | 11586 | 46022
2 | 11338 | 44546
3 | 10917 | 42967
4 | 10473 | 41582
5 | 10200 | 40964
6 | 10182 | 40247
7 | 10317 | 38808
8 | 10616 | 39045
9 | 10875 | 39721
10 | 11225 | 42031
11 | 11768 | 44661
12 | 12241 | 47702
13 | 12375 | 48784
14 | 12433 | 48064
15 | 12492 | 47094
16 | 12467 | 47165
17 | 12907 | 49669
18 | 14056 | 54197
19 | 14127 | 54914
20 | 13959 | 53908
21 | 13598 | 51779
22 | 13055 | 50575
23 | 12404 | 50384
24 | 11642 | 47620
25 | 11000 | 44909
26 | 10515 | 43001
27 | 10219 | 41999
28 | 10119 | 41796
29 | 10176 | 42736
30 | 10510 | 44305
31 | 11332 | 46731
32 | 12454 | 50523
33 | 13594 | 54246
34 | 14469 | 57321
35 | 14906 | 59405
36 | 14953 | 61014
37 | 14766 | 61406
38 | 14636 | 60400
39 | 14585 | 59251
40 | 14556 | 58771
41 | 14871 | 60446
42 | 16174 | 63764
43 | 15822 | 63786
44 | 15358 | 61814
45 | 14711 | 58087
46 | 13866 | 55864
47 | 13075 | 54783
48 | 12359 | 51472
49 | 11558 | 47963
50 | 10995 | 45677
51 | 10593 | 44246
52 | 10386 | 43742
53 | 10329 | 44028
54 | 10536 | 44209
55 | 10948 | 44531
56 | 11667 | 47105
57 | 12691 | 50517
58 | 13689 | 54005
59 | 14351 | 56542
60 | 14637 | 58511
61 | 14684 | 58776
62 | 14527 | 57848
63 | 14444 | 56983
64 | 14417 | 56997
65 | 14812 | 58807
66 | 15526 | 61744
67 | 15225 | 61833
68 | 14760 | 59726
69 | 14136 | 56045
70 | 13428 | 53711
71 | 12752 | 52912
72 | 12040 | 50042
73 | 11382 | 46734
74 | 10841 | 44511
75 | 10478 | 43264
76 | 10314 | 42579
77 | 10258 | 42689
78 | 10331 | 42312
79 | 10514 | 41469
80 | 10965 | 42939
81 | 11568 | 45224
82 | 12164 | 48447
83 | 12714 | 51339
84 | 13004 | 54557
85 | 13155 | 54726
86 | 13024 | 53110
87 | 12910 | 51542
88 | 12951 | 51211
89 | 13380 | 53188
90 | 14874 | 58066
91 | 14955 | 59154
92 | 14726 | 57827
93 | 14185 | 55345
94 | 13477 | 53757
95 | 12772 | 53557
96 | 11890 | 50491
97 | 11226 | 47550
98 | 10786 | 45537
99 | 10571 | 44730
100 | 10525 | 44863
101 | 10644 | 46162
102 | 11080 | 49323
103 | 12499 | 54980
104 | 14690 | 61123
105 | 16232 | 64614
106 | 16604 | 65759
107 | 16704 | 67021
108 | 16874 | 68088
109 | 16831 | 68111
110 | 16917 | 67197
111 | 16821 | 66231
112 | 16787 | 65749
113 | 17169 | 66985
114 | 17723 | 70634
115 | 16998 | 70630
116 | 16424 | 68798
117 | 15670 | 64504
118 | 14768 | 61579
119 | 13721 | 59714
120 | 12673 | 55366
121 | 11799 | 52163
122 | 11270 | 49849
123 | 11009 | 48859
124 | 10915 | 48910
125 | 10997 | 49678
126 | 11427 | 51444
127 | 12717 | 55594
128 | 15044 | 60580
129 | 16460 | 63012
130 | 16795 | 64274
131 | 16801 | 65788
132 | 16686 | 67050
133 | 16467 | 66903
134 | 16502 | 65559
135 | 16546 | 64118
136 | 16602 | 63816
137 | 16957 | 65565
138 | 17761 | 69857
139 | 16976 | 69870
140 | 16486 | 68348
141 | 15650 | 64587
142 | 14725 | 61685
143 | 13670 | 59626
144 | 12669 | 55695
145 | 11853 | 52224
146 | 11310 | 49874
147 | 11050 | 49271
148 | 10966 | 49591
149 | 11020 | 50670
150 | 11463 | 54095
151 | 12787 | 62092
152 | 14992 | 68995
153 | 16418 | 71911
154 | 16668 | 72103
155 | 16650 | 73006
156 | 16504 | 73909
157 | 16194 | 73545
158 | 16294 | 72856
159 | 16354 | 71711
160 | 16375 | 71036
161 | 16752 | 71876
162 | 17646 | 75520
163 | 16855 | 75044
164 | 16386 | 73016
165 | 15618 | 68789
166 | 14756 | 65384
167 | 13658 | 62922
168 | 12794 | 58078
169 | 11967 | 54578
170 | 11383 | 52200
171 | 11070 | 51317
172 | 10956 | 51611
173 | 10969 | 52728
174 | 11412 | 55574
175 | 12682 | 63370
176 | 14890 | 70419
177 | 16362 | 73043
178 | 16779 | 73225
179 | 16877 | 73947
180 | 17078 | 74869
181 | 17084 | 74320
182 | 17162 | 73845
183 | 16974 | 72975
184 | 17043 | 72552
185 | 17214 | 73339
186 | 17678 | 75322
187 | 17099 | 74590
188 | 16593 | 72453
189 | 15829 | 68339
190 | 14786 | 64816
191 | 13717 | 61822
192 | 12812 | 57039
193 | 11964 | 53259
194 | 11411 | 51095
195 | 11089 | 50164
196 | 10942 | 50462
197 | 10989 | 52048
198 | 11411 | 55256
199 | 12733 | 63019
200 | 14871 | 70059
201 | 16385 | 73359
202 | 16896 | 73623
203 | 17013 | 74440
204 | 17019 | 75230
205 | 16812 | 74587
206 | 16778 | 73180
207 | 16560 | 71629
208 | 16542 | 71065
209 | 16809 | 71697
210 | 17281 | 74217
211 | 16647 | 73116
212 | 15987 | 70344
213 | 15148 | 65806
214 | 14231 | 62325
215 | 13340 | 59724
216 | 12630 | 55469
217 | 11901 | 51379
218 | 11203 | 48635
219 | 10802 | 47198
220 | 10571 | 46935
221 | 10492 | 47056
222 | 10562 | 47185
223 | 11024 | 48342
224 | 11914 | 51922
225 | 13081 | 55935
226 | 13994 | 58709
227 | 14540 | 60707
228 | 14709 | 62470
229 | 14701 | 62581
230 | 14613 | 60847
231 | 14504 | 59120
232 | 14325 | 58289
233 | 14434 | 59751
234 | 15465 | 63581
235 | 15192 | 63818
236 | 14684 | 61667
237 | 14028 | 57671
238 | 13304 | 55499
239 | 12678 | 54441
240 | 12038 | 51243
241 | 11419 | 47846
242 | 10853 | 45623
243 | 10471 | 44391
244 | 10257 | 44118
245 | 10208 | 44472
246 | 10266 | 44257
247 | 10496 | 43460
248 | 11019 | 45238
249 | 11736 | 48120
250 | 12443 | 52075
251 | 13112 | 55439
252 | 13370 | 58472
253 | 13577 | 58307
254 | 13532 | 56792
255 | 13489 | 55334
256 | 13443 | 54947
257 | 13811 | 55964
258 | 14986 | 60644
259 | 14919 | 61954
260 | 14643 | 60394
261 | 14068 | 57667
262 | 13327 | 55991
263 | 12659 | 55958
264 | 11795 | 52692
265 | 11147 | 49852
266 | 10720 | 48221
267 | 10397 | 47476
268 | 10406 | 47913
269 | 10550 | 49282
270 | 11075 | 53532
271 | 12490 | 62861
272 | 14752 | 70481
273 | 16222 | 73539
274 | 16703 | 73864
275 | 16855 | 75016
276 | 16969 | 75822
277 | 16825 | 75678
278 | 16865 | 75224
279 | 16700 | 74090
280 | 16599 | 73469
281 | 16864 | 73647
282 | 17570 | 75920
283 | 16832 | 75419
284 | 16303 | 73172
285 | 15547 | 68931
286 | 14599 | 65472
287 | 13563 | 62128
288 | 12601 | 57304
289 | 11804 | 53605
290 | 11239 | 51447
291 | 10897 | 50379
292 | 10882 | 50859
293 | 10970 | 52390
294 | 11392 | 55836
295 | 12789 | 64005
296 | 14949 | 71177
297 | 16349 | 73326
298 | 16775 | 72711
299 | 16863 | 73463
300 | 16972 | 74038
301 | 16872 | 73907
302 | 16958 | 72938
303 | 16900 | 71660
304 | 16712 | 70933
305 | 16881 | 71383
306 | 17637 | 75010
307 | 16981 | 74874
308 | 16471 | 72480
309 | 15682 | 67848
310 | 14783 | 64158
311 | 13689 | 60995
312 | 12755 | 56068
313 | 11903 | 52417
314 | 11372 | 50182
315 | 11151 | 49597
316 | 11049 | 50086
317 | 11123 | 51780
318 | 11541 | 55368
319 | 12911 | 63745
320 | 15166 | 71209
321 | 16674 | 73442
322 | 17060 | 73351
323 | 17131 | 74385
324 | 17143 | 75853
325 | 17051 | 75222
326 | 16951 | 74654
327 | 16738 | 73782
328 | 16572 | 72659
329 | 16654 | 72788
330 | 17612 | 75725
331 | 17068 | 75517
332 | 16575 | 73439
333 | 15767 | 69237
334 | 14841 | 65815
335 | 13762 | 62870
336 | 12811 | 58224
337 | 11938 | 54752
338 | 11363 | 52850
339 | 11073 | 51926
340 | 10980 | 52310
341 | 11035 | 53376
342 | 11501 | 56529
343 | 12849 | 64784
344 | 14994 | 71828
345 | 16352 | 74234
346 | 16824 | 74116
347 | 16937 | 74975
348 | 17087 | 75623
349 | 16902 | 75042
350 | 16845 | 74419
351 | 16760 | 73357
352 | 16793 | 72656
353 | 16974 | 72679
354 | 17564 | 75551
355 | 17004 | 75237
356 | 16545 | 73158
357 | 15724 | 68941
358 | 14721 | 65311
359 | 13737 | 62267
360 | 12852 | 57441
361 | 11967 | 53794
362 | 11432 | 51331
363 | 11108 | 50327
364 | 10998 | 50848
365 | 11049 | 52440
366 | 11463 | 56291
367 | 12722 | 64291
368 | 14931 | 71516
369 | 16330 | 73994
370 | 16664 | 73720
371 | 16723 | 74112
372 | 16665 | 74701
373 | 16436 | 73738
374 | 16280 | 72300
375 | 16034 | 70688
376 | 15949 | 69593
377 | 16114 | 70118
378 | 17045 | 73528
379 | 16623 | 72993
380 | 16016 | 70513
381 | 15244 | 66193
382 | 14351 | 62818
383 | 13411 | 60382
384 | 12643 | 56227
385 | 11859 | 52658
386 | 11277 | 50412
387 | 10892 | 49298
388 | 10724 | 48929
389 | 10729 | 49196
390 | 10886 | 49080
391 | 11392 | 49785
392 | 12287 | 53319
393 | 13267 | 57332
394 | 14107 | 60740
395 | 14481 | 62807
396 | 14409 | 63795
397 | 14181 | 62804
398 | 13901 | 60869
399 | 13787 | 58968
400 | 13864 | 58144
401 | 14177 | 58965
402 | 15293 | 63493
403 | 15288 | 64383
404 | 14822 | 62261
405 | 14188 | 58251
406 | 13435 | 55927
407 | 12819 | 55210
408 | 12138 | 51967
409 | 11494 | 48866
410 | 10943 | 47109
411 | 10568 | 45912
412 | 10382 | 45379
413 | 10322 | 45191
414 | 10369 | 44668
415 | 10715 | 44043
416 | 11189 | 45874
417 | 11921 | 48743
418 | 12616 | 52496
419 | 13229 | 55683
420 | 13727 | 58950
421 | 14004 | 58625
422 | 13940 | 56186
423 | 13838 | 54173
424 | 13780 | 53393
425 | 13957 | 54388
426 | 15122 | 59743
427 | 15212 | 61569
428 | 14864 | 60325
429 | 14304 | 57708
430 | 13527 | 56171
431 | 12803 | 56506
432 | 11888 | 53703
433 | 11253 | 50951
434 | 10921 | 49279
435 | 10717 | 48607
436 | 10664 | 48923
437 | 10812 | 50484
438 | 11324 | 54457
439 | 12663 | 63417
440 | 14876 | 71146
441 | 16212 | 73683
442 | 16582 | 73944
443 | 16728 | 74973
444 | 16871 | 75821
445 | 16728 | 75291
446 | 16846 | 74782
447 | 16778 | 73739
448 | 16658 | 73114
449 | 16783 | 72924
450 | 17555 | 76070
451 | 17070 | 75970
452 | 16592 | 74016
453 | 15763 | 69687
454 | 14828 | 66327
455 | 13761 | 63368
456 | 12824 | 58969
457 | 11942 | 55878
458 | 11510 | 53869
459 | 11213 | 52869
460 | 11114 | 53244
461 | 11151 | 54365
462 | 11544 | 57566
463 | 12885 | 65301
464 | 15050 | 72350
465 | 16435 | 74922
466 | 16862 | 75082
467 | 16962 | 76097
468 | 16994 | 76709
469 | 16733 | 76047
470 | 16693 | 75552
471 | 16610 | 74512
472 | 16541 | 73822
473 | 16747 | 73264
474 | 17546 | 76599
475 | 17091 | 76285
476 | 16597 | 74207
477 | 15849 | 70283
478 | 14920 | 66789
479 | 13809 | 63769
480 | 12754 | 59603
481 | 12000 | 56624
482 | 11498 | 54467
483 | 11215 | 53534
484 | 11125 | 53904
485 | 11176 | 54911
486 | 11517 | 58035
487 | 12907 | 65711
488 | 15216 | 72760
489 | 16586 | 75033
490 | 16937 | 74912
491 | 17051 | 75723
492 | 17048 | 76349
493 | 16845 | 75584
494 | 16824 | 74899
495 | 16751 | 73824
496 | 16613 | 73158
497 | 16787 | 73134
498 | 17646 | 76480
499 | 17189 | 76647
500 | 16709 | 74642
501 | 15872 | 70424
502 | 14903 | 67030
503 | 13885 | 64177
504 | 12966 | 59995
505 | 12159 | 56813
506 | 11591 | 54696
507 | 11305 | 53673
508 | 11226 | 53652
509 | 11299 | 54698
510 | 11697 | 57730
511 | 13033 | 65303
512 | 15286 | 72662
513 | 16673 | 75038
514 | 17110 | 75362
515 | 17267 | 76318
516 | 17282 | 77063
517 | 17048 | 76285
518 | 17097 | 75823
519 | 16948 | 75068
520 | 16875 | 74367
521 | 16915 | 74004
522 | 17581 | 76622
523 | 17192 | 76523
524 | 16730 | 74363
525 | 15947 | 70235
526 | 14864 | 66815
527 | 13802 | 64262
528 | 12966 | 59801
529 | 12135 | 56615
530 | 11677 | 54550
531 | 11366 | 53556
532 | 11284 | 53833
533 | 11343 | 54894
534 | 11781 | 57787
535 | 13075 | 65093
536 | 15228 | 72321
537 | 16632 | 74966
538 | 17145 | 75148
539 | 17225 | 76143
540 | 17173 | 76679
541 | 17019 | 75814
542 | 17021 | 74658
543 | 16956 | 73346
544 | 16786 | 72453
545 | 16794 | 72405
546 | 17468 | 75248
547 | 17045 | 74845
548 | 16439 | 72232
549 | 15611 | 67943
550 | 14647 | 64637
551 | 13687 | 62493
552 | 12951 | 59128
553 | 12224 | 56092
554 | 11615 | 53656
555 | 11221 | 52213
556 | 11062 | 51714
557 | 10960 | 51427
558 | 11106 | 51126
559 | 11561 | 51540
560 | 12367 | 55098
561 | 13446 | 58778
562 | 14410 | 62343
563 | 14834 | 64761
564 | 14773 | 66094
565 | 14546 | 65423
566 | 14226 | 63116
567 | 13984 | 61500
568 | 13913 | 60610
569 | 14117 | 60961
570 | 15132 | 64986
571 | 15415 | 65828
572 | 14932 | 63640
573 | 14315 | 59696
574 | 13559 | 57217
575 | 12881 | 56673
576 | 12185 | 53777
577 | 11495 | 50734
578 | 10923 | 48600
579 | 10609 | 47360
580 | 10495 | 46688
581 | 10415 | 46440
582 | 10505 | 45841
583 | 10784 | 44855
584 | 11230 | 46586
585 | 11846 | 49434
586 | 12643 | 53441
587 | 13218 | 56635
588 | 13628 | 59307
589 | 13815 | 59021
590 | 13704 | 57102
591 | 13503 | 55649
592 | 13442 | 55014
593 | 13649 | 55777
594 | 14773 | 60539
595 | 15050 | 62526
596 | 14717 | 61087
597 | 14176 | 58506
598 | 13452 | 57105
599 | 12737 | 57287
600 | 11833 | 54357
601 | 11174 | 51498
602 | 10795 | 49664
603 | 10569 | 49051
604 | 10513 | 49357
605 | 10630 | 51010
606 | 11192 | 55033
607 | 12586 | 64260
608 | 14847 | 71559
609 | 16330 | 74210
610 | 16789 | 74657
611 | 16791 | 76005
612 | 16925 | 77288
613 | 16904 | 76973
614 | 16929 | 76195
615 | 16679 | 74999
616 | 16494 | 74182
617 | 16639 | 73672
618 | 17270 | 76333
619 | 16923 | 76300
620 | 16365 | 74308
621 | 15584 | 69977
622 | 14672 | 66643
623 | 13549 | 63937
624 | 12575 | 59751
625 | 11852 | 56519
626 | 11335 | 54459
627 | 11073 | 53439
628 | 11001 | 53561
629 | 11033 | 54696
630 | 11491 | 57923
631 | 12859 | 65710
632 | 15153 | 72673
633 | 16265 | 74438
634 | 16577 | 74338
635 | 16606 | 75232
636 | 16576 | 76068
637 | 16299 | 75596
638 | 16331 | 75170
639 | 16341 | 74099
640 | 16315 | 73115
641 | 16362 | 72240
642 | 17073 | 74949
643 | 16875 | 75723
644 | 16364 | 74014
645 | 15612 | 69568
646 | 14634 | 66129
647 | 13517 | 63189
648 | 12609 | 58704
649 | 11758 | 55532
650 | 11223 | 53228
651 | 10931 | 52144
652 | 10836 | 52352
653 | 10891 | 53787
654 | 11315 | 57075
655 | 12727 | 64918
656 | 14959 | 72009
657 | 16379 | 74112
658 | 16810 | 74460
659 | 16945 | 75565
660 | 17032 | 76623
661 | 16988 | 76312
662 | 17174 | 75846
663 | 17288 | 74663
664 | 17224 | 74165
665 | 17340 | 73865
666 | 17656 | 76676
667 | 17150 | 76852
668 | 16553 | 74546
669 | 15756 | 70161
670 | 14818 | 67037
671 | 13781 | 64030
672 | 12791 | 59593
673 | 11937 | 56145
674 | 11325 | 54268
675 | 10981 | 53558
676 | 10896 | 53884
677 | 10940 | 54912
678 | 11460 | 57830
679 | 12816 | 65548
680 | 15135 | 72579
681 | 16371 | 74514
682 | 16852 | 75146
683 | 16960 | 76428
684 | 16974 | 76829
685 | 16774 | 75762
686 | 16748 | 74972
687 | 16715 | 73890
688 | 16719 | 72753
689 | 16898 | 71700
690 | 17476 | 74741
691 | 17175 | 75483
692 | 16719 | 73484
693 | 15988 | 69084
694 | 14978 | 65733
695 | 13932 | 62978
696 | 13037 | 58616
697 | 12245 | 55348
698 | 11734 | 53273
699 | 11371 | 52604
700 | 11247 | 52892
701 | 11279 | 54127
702 | 11661 | 57080
703 | 12945 | 64470
704 | 15038 | 71307
705 | 16339 | 73611
706 | 16858 | 73808
707 | 16906 | 74523
708 | 16787 | 75323
709 | 16454 | 74487
710 | 16438 | 72930
711 | 16360 | 71446
712 | 16298 | 70369
713 | 16388 | 69771
714 | 17006 | 72933
715 | 16773 | 73747
716 | 16219 | 71629
717 | 15403 | 67442
718 | 14448 | 64077
719 | 13579 | 62119
720 | 12896 | 58545
721 | 12094 | 54833
722 | 11425 | 52383
723 | 11047 | 51073
724 | 10824 | 50447
725 | 10780 | 50402
726 | 10880 | 49923
727 | 11336 | 50153
728 | 12263 | 53412
729 | 13229 | 57224
730 | 14200 | 60588
731 | 14567 | 62457
732 | 14509 | 63358
733 | 14328 | 62354
734 | 14103 | 60213
735 | 14078 | 58854
736 | 13982 | 58199
737 | 14210 | 58383
738 | 15005 | 62434
739 | 15378 | 64372
740 | 14910 | 62109
741 | 14266 | 58347
742 | 13517 | 56084
743 | 12918 | 55433
744 | 12188 | 52432
745 | 11495 | 49917
746 | 10993 | 47764
747 | 10638 | 46474
748 | 10477 | 45972
749 | 10402 | 45706
750 | 10430 | 45128
751 | 10666 | 44239
752 | 11100 | 46057
753 | 11799 | 49198
754 | 12469 | 52966
755 | 13080 | 55596
756 | 13403 | 58104
757 | 13523 | 57803
758 | 13469 | 55899
759 | 13395 | 54535
760 | 13216 | 53976
761 | 13363 | 54364
762 | 14399 | 58887
763 | 15040 | 61885
764 | 14738 | 60744
765 | 14180 | 58162
766 | 13417 | 56881
767 | 12751 | 57073
768 | 11830 | 54425
769 | 11237 | 51990
770 | 10878 | 50257
771 | 10730 | 49572
772 | 10689 | 49850
773 | 10762 | 51589
774 | 11276 | 55472
775 | 12695 | 63847
776 | 14930 | 71117
777 | 16115 | 73357
778 | 16584 | 74130
779 | 16755 | 75206
780 | 16800 | 76474
781 | 16529 | 75848
782 | 16496 | 75182
783 | 16336 | 74210
784 | 16343 | 73205
785 | 16443 | 72352
786 | 16981 | 75106
787 | 16986 | 76481
788 | 16548 | 74749
789 | 15777 | 70595
790 | 14805 | 67403
791 | 13728 | 64800
792 | 12689 | 60388
793 | 11890 | 57490
794 | 11402 | 55478
795 | 11173 | 54697
796 | 11110 | 54911
797 | 11069 | 55967
798 | 11527 | 58753
799 | 12835 | 66021
800 | 15087 | 72400
801 | 16290 | 74585
802 | 16708 | 74888
803 | 16648 | 75695
804 | 16448 | 76366
805 | 16118 | 75783
806 | 16110 | 74893
807 | 15983 | 73770
808 | 16053 | 72846
809 | 16300 | 71817
810 | 16841 | 74933
811 | 16944 | 76818
812 | 16513 | 75108
813 | 15727 | 71175
814 | 14809 | 67714
815 | 13751 | 65139
816 | 12728 | 61181
817 | 11920 | 58322
818 | 11493 | 56345
819 | 11212 | 55413
820 | 11115 | 55450
821 | 11195 | 56424
822 | 11609 | 59475
823 | 12910 | 66865
824 | 15186 | 73372
825 | 16360 | 75123
826 | 16771 | 75403
827 | 16731 | 76135
828 | 16554 | 76820
829 | 16338 | 75972
830 | 16283 | 75241
831 | 16297 | 74243
832 | 16327 | 73315
833 | 16462 | 72401
834 | 16924 | 75325
835 | 17072 | 77350
836 | 16613 | 75619
837 | 15844 | 71407
838 | 14921 | 68065
839 | 13886 | 65614
840 | 12946 | 61563
841 | 12103 | 58374
842 | 11662 | 56394
843 | 11389 | 55341
844 | 11281 | 55332
845 | 11319 | 56208
846 | 11630 | 59199
847 | 12952 | 66552
848 | 15206 | 73245
849 | 16315 | 75243
850 | 16776 | 75438
851 | 16959 | 75812
852 | 16892 | 75973
853 | 16546 | 75360
854 | 16496 | 74937
855 | 16513 | 73831
856 | 16540 | 73303
857 | 16572 | 72454
858 | 16977 | 75158
859 | 17272 | 77071
860 | 16859 | 75446
861 | 16073 | 71333
862 | 14997 | 67991
863 | 13870 | 65509
864 | 12983 | 61664
865 | 12157 | 58563
866 | 11639 | 56511
867 | 11286 | 55506
868 | 11220 | 55533
869 | 11279 | 56432
870 | 11671 | 59154
871 | 13001 | 66387
872 | 15177 | 73030
873 | 16313 | 75098
874 | 16822 | 75488
875 | 16740 | 75761
876 | 16547 | 75966
877 | 16177 | 74667
878 | 16047 | 72867
879 | 15931 | 71368
880 | 15877 | 70334
881 | 15981 | 69753
882 | 16383 | 72673
883 | 16812 | 75001
884 | 16286 | 72836
885 | 15453 | 68822
886 | 14460 | 65456
887 | 13551 | 63760
888 | 12761 | 60516
889 | 12013 | 57588
890 | 11426 | 55589
891 | 11072 | 54089
892 | 10853 | 53310
893 | 10779 | 53007
894 | 10910 | 52464
895 | 11441 | 52685
896 | 12360 | 55561
897 | 13275 | 59080
898 | 14268 | 62231
899 | 14724 | 63849
900 | 14763 | 64514
901 | 14621 | 63698
902 | 14373 | 61777
903 | 14246 | 60257
904 | 14088 | 59855
905 | 14201 | 60072
906 | 14857 | 63311
907 | 15261 | 66360
908 | 14760 | 64309
909 | 14158 | 60591
910 | 13375 | 58103
911 | 12757 | 57555
912 | 12088 | 54502
913 | 11463 | 51784
914 | 10929 | 49663
915 | 10587 | 48415
916 | 10388 | 47750
917 | 10299 | 47410
918 | 10324 | 46740
919 | 10642 | 45778
920 | 11149 | 47191
921 | 11693 | 50602
922 | 12555 | 54526
923 | 13017 | 56929
924 | 13218 | 59187
925 | 13311 | 58587
926 | 13155 | 56015
927 | 12946 | 54388
928 | 12849 | 53520
929 | 13007 | 53873
930 | 13877 | 57977
931 | 14870 | 62968
932 | 14653 | 61858
933 | 14157 | 59324
934 | 13480 | 57832
935 | 12740 | 58181
936 | 11872 | 55285
937 | 11205 | 52856
938 | 10795 | 51404
939 | 10602 | 50663
940 | 10515 | 51003
941 | 10590 | 52276
942 | 11029 | 56074
943 | 12429 | 64677
944 | 14749 | 71567
945 | 15933 | 74061
946 | 16477 | 74956
947 | 16690 | 75931
948 | 16753 | 76929
949 | 16610 | 76452
950 | 16694 | 76120
951 | 16569 | 75036
952 | 16444 | 73985
953 | 16513 | 72943
954 | 16824 | 74908
955 | 16824 | 76665
956 | 16411 | 74955
957 | 15603 | 70568
958 | 14656 | 67132
959 | 13605 | 64323
960 | 12577 | 59733
961 | 11742 | 56246
962 | 11280 | 54167
963 | 10994 | 53108
964 | 10884 | 53400
965 | 10935 | 54710
966 | 11356 | 58014
967 | 12800 | 66178
968 | 14985 | 72595
969 | 16044 | 74498
970 | 16549 | 74688
971 | 16572 | 75732
972 | 16652 | 76395
973 | 16532 | 75916
974 | 16622 | 75607
975 | 16568 | 74583
976 | 16536 | 73514
977 | 16583 | 72362
978 | 16889 | 74205
979 | 16795 | 76335
980 | 16348 | 74424
981 | 15528 | 70285
982 | 14576 | 66777
983 | 13520 | 64016
984 | 12529 | 59394
985 | 11791 | 55961
986 | 11293 | 53869
987 | 11017 | 53029
988 | 10974 | 53379
989 | 10992 | 54578
990 | 11318 | 57701
991 | 12599 | 65600
992 | 14884 | 72094
993 | 16134 | 74339
994 | 16701 | 74927
995 | 16823 | 75890
996 | 16844 | 76347
997 | 16658 | 75510
998 | 16651 | 74626
999 | 16564 | 73374
1000 | 16431 | 72341
1001 | 16423 | 71208
1002 | 16750 | 73325
1003 | 16789 | 76522
1004 | 16299 | 74946
1005 | 15530 | 70527
1006 | 14609 | 66993
1007 | 13540 | 64567
1008 | 12619 | 60228
1009 | 11830 | 57166
1010 | 11317 | 55192
1011 | 11077 | 54298
1012 | 10988 | 54484
1013 | 11050 | 55496
1014 | 11451 | 58481
1015 | 12706 | 65857
1016 | 14967 | 72059
1017 | 16125 | 74201
1018 | 16625 | 74673
1019 | 16736 | 75324
1020 | 16766 | 75850
1021 | 16531 | 74942
1022 | 16532 | 73934
1023 | 16435 | 72837
1024 | 16347 | 71737
1025 | 16322 | 70478
1026 | 16574 | 72394
1027 | 16847 | 75430
1028 | 16470 | 73862
1029 | 15714 | 69844
1030 | 14658 | 66426
1031 | 13618 | 64123
1032 | 12651 | 60320
1033 | 11822 | 57154
1034 | 11305 | 55151
1035 | 11044 | 54193
1036 | 10964 | 54337
1037 | 11000 | 55498
1038 | 11412 | 58201
1039 | 12691 | 64888
1040 | 14840 | 70763
1041 | 15929 | 72995
1042 | 16448 | 73668
1043 | 16356 | 74250
1044 | 16062 | 74314
1045 | 15584 | 73096
1046 | 15396 | 71665
1047 | 15211 | 69704
1048 | 15154 | 68352
1049 | 15348 | 67629
1050 | 15721 | 70178
1051 | 16160 | 73742
1052 | 15738 | 72093
1053 | 15016 | 67655
1054 | 14012 | 64329
1055 | 13066 | 62304
1056 | 12306 | 58767
1057 | 11555 | 55401
1058 | 11021 | 53118
1059 | 10666 | 51660
1060 | 10524 | 51149
1061 | 10484 | 51145
1062 | 10567 | 50938
1063 | 11022 | 51300
1064 | 11895 | 54069
1065 | 12739 | 57573
1066 | 13712 | 60774
1067 | 14032 | 62280
1068 | 14078 | 62841
1069 | 13923 | 61449
1070 | 13705 | 59277
1071 | 13377 | 57431
1072 | 13253 | 56609
1073 | 13338 | 56630
1074 | 13756 | 59865
1075 | 14491 | 64137
1076 | 14230 | 62464
1077 | 13651 | 58902
1078 | 12950 | 56634
1079 | 12355 | 55963
1080 | 11681 | 52886
1081 | 11054 | 50041
1082 | 10596 | 48242
1083 | 10268 | 47366
1084 | 10153 | 46954
1085 | 10098 | 46827
1086 | 10154 | 46167
1087 | 10434 | 45433
1088 | 10906 | 46732
1089 | 11419 | 50168
1090 | 12087 | 53302
1091 | 12418 | 55606
1092 | 12531 | 57678
1093 | 12553 | 56567
1094 | 12310 | 53993
1095 | 12033 | 52216
1096 | 12023 | 51146
1097 | 12374 | 51574
1098 | 13228 | 55437
1099 | 14262 | 60485
1100 | 14222 | 59718
1101 | 13828 | 57405
1102 | 13150 | 56137
1103 | 12447 | 56568
1104 | 11582 | 53938
1105 | 10954 | 51508
1106 | 10672 | 49800
1107 | 10528 | 49206
1108 | 10492 | 49595
1109 | 10579 | 50725
1110 | 11052 | 54016
1111 | 12335 | 60683
1112 | 14312 | 66422
1113 | 15357 | 69602
1114 | 15775 | 71011
1115 | 15674 | 72164
1116 | 15516 | 72816
1117 | 15227 | 71921
1118 | 15121 | 70460
1119 | 15006 | 68887
1120 | 14992 | 67753
1121 | 15277 | 66815
1122 | 15657 | 68991
1123 | 16113 | 73049
1124 | 15845 | 71893
1125 | 15092 | 67844
1126 | 14226 | 64853
1127 | 13220 | 62936
1128 | 12272 | 59290
1129 | 11522 | 56048
1130 | 11074 | 54135
1131 | 10813 | 53162
1132 | 10710 | 53399
1133 | 10768 | 54413
1134 | 11110 | 57084
1135 | 12344 | 63791
1136 | 14395 | 69521
1137 | 15460 | 72232
1138 | 16054 | 73465
1139 | 16170 | 74671
1140 | 16166 | 75706
1141 | 15745 | 75023
1142 | 15597 | 73838
1143 | 15427 | 72463
1144 | 15278 | 71389
1145 | 15413 | 70585
1146 | 15667 | 72541
1147 | 16137 | 74991
1148 | 15999 | 73424
1149 | 15266 | 69254
1150 | 14376 | 66021
1151 | 13412 | 63543
1152 | 12468 | 59287
1153 | 11658 | 56081
1154 | 11226 | 53890
1155 | 11021 | 52819
1156 | 10888 | 53241
1157 | 10972 | 54518
1158 | 11357 | 57661
1159 | 12616 | 64967
1160 | 14638 | 70973
1161 | 15754 | 73620
1162 | 16197 | 74357
1163 | 16079 | 75064
1164 | 15929 | 75706
1165 | 15713 | 74855
1166 | 15661 | 74004
1167 | 15537 | 72765
1168 | 15511 | 71705
1169 | 15679 | 70459
1170 | 16031 | 72070
1171 | 16397 | 75654
1172 | 16244 | 74617
1173 | 15483 | 70428
1174 | 14606 | 67102
1175 | 13474 | 64255
1176 | 12582 | 59915
1177 | 11763 | 56734
1178 | 11224 | 54906
1179 | 10964 | 54176
1180 | 10859 | 54352
1181 | 10947 | 55492
1182 | 11342 | 58347
1183 | 12763 | 65269
1184 | 14760 | 71108
1185 | 15826 | 73284
1186 | 16221 | 73834
1187 | 16054 | 74280
1188 | 15866 | 75162
1189 | 15547 | 73903
1190 | 15579 | 73210
1191 | 15562 | 72053
1192 | 15639 | 70606
1193 | 15841 | 69166
1194 | 16054 | 70784
1195 | 16496 | 75275
1196 | 16347 | 74526
1197 | 15628 | 70009
1198 | 14610 | 66760
1199 | 13532 | 64184
1200 | 12596 | 59916
1201 | 11772 | 57139
1202 | 11226 | 55237
1203 | 10964 | 54127
1204 | 10863 | 54187
1205 | 10937 | 55253
1206 | 11345 | 58049
1207 | 12603 | 64742
1208 | 14641 | 70601
1209 | 15898 | 72513
1210 | 16616 | 72952
1211 | 16845 | 73676
1212 | 16890 | 74024
1213 | 16589 | 73213
1214 | 16502 | 71603
1215 | 16381 | 69530
1216 | 16212 | 68275
1217 | 16212 | 67731
1218 | 16427 | 69718
1219 | 16476 | 73091
1220 | 16006 | 71441
1221 | 15258 | 66846
1222 | 14225 | 63402
1223 | 13339 | 61150
1224 | 12532 | 56893
1225 | 11737 | 52763
1226 | 11193 | 50628
1227 | 10843 | 49164
1228 | 10706 | 48876
1229 | 10679 | 49042
1230 | 10733 | 49361
1231 | 11149 | 50315
1232 | 11978 | 53393
1233 | 12890 | 57184
1234 | 13926 | 60459
1235 | 14303 | 62624
1236 | 14382 | 63863
1237 | 14296 | 62850
1238 | 14066 | 60467
1239 | 13768 | 58558
1240 | 13536 | 57531
1241 | 13716 | 57109
1242 | 14183 | 59048
1243 | 14755 | 62918
1244 | 14607 | 61659
1245 | 13973 | 57983
1246 | 13251 | 55755
1247 | 12656 | 55400
1248 | 11865 | 52554
1249 | 11279 | 49172
1250 | 10831 | 47005
1251 | 10527 | 46005
1252 | 10360 | 45608
1253 | 10335 | 45638
1254 | 10377 | 45092
1255 | 10658 | 44361
1256 | 10995 | 45798
1257 | 11529 | 48898
1258 | 12112 | 52504
1259 | 12339 | 55089
1260 | 12460 | 57394
1261 | 12620 | 56703
1262 | 12463 | 54595
1263 | 12273 | 53040
1264 | 12236 | 51982
1265 | 12613 | 52034
1266 | 13409 | 55147
1267 | 14313 | 60943
1268 | 14339 | 60860
1269 | 13836 | 58354
1270 | 13185 | 56982
1271 | 12593 | 57126
1272 | 11735 | 54238
1273 | 11149 | 51542
1274 | 10832 | 50092
1275 | 10670 | 49620
1276 | 10627 | 50082
1277 | 10724 | 51792
1278 | 11120 | 55576
1279 | 12431 | 64314
1280 | 14381 | 70305
1281 | 15702 | 73067
1282 | 16249 | 74124
1283 | 16156 | 75047
1284 | 15920 | 76178
1285 | 15641 | 75420
1286 | 15587 | 74726
1287 | 15410 | 73495
1288 | 15453 | 72165
1289 | 15768 | 71042
1290 | 15913 | 71993
1291 | 16174 | 75142
1292 | 16151 | 73975
1293 | 15371 | 69904
1294 | 14415 | 66243
1295 | 13362 | 63406
1296 | 12426 | 58962
1297 | 11622 | 55986
1298 | 11146 | 53931
1299 | 10863 | 53176
1300 | 10800 | 53557
1301 | 10919 | 55026
1302 | 11340 | 58013
1303 | 12666 | 65716
1304 | 14517 | 71045
1305 | 15742 | 73075
1306 | 16313 | 73348
1307 | 16259 | 74174
1308 | 16194 | 75143
1309 | 15986 | 74405
1310 | 15795 | 73833
1311 | 15579 | 72649
1312 | 15426 | 71483
1313 | 15600 | 70310
1314 | 15883 | 71343
1315 | 16146 | 75137
1316 | 16034 | 74255
1317 | 15374 | 70098
1318 | 14457 | 66638
1319 | 13379 | 63666
1320 | 12390 | 59101
1321 | 11606 | 55869
1322 | 11048 | 53798
1323 | 10808 | 52723
1324 | 10755 | 53169
1325 | 10834 | 54413
1326 | 11175 | 57648
1327 | 12468 | 65341
1328 | 14232 | 70689
1329 | 15399 | 72447
1330 | 15844 | 72370
1331 | 15874 | 72996
1332 | 15879 | 73948
1333 | 15912 | 73223
1334 | 16092 | 72320
1335 | 16099 | 71086
1336 | 16018 | 70109
1337 | 15973 | 68861
1338 | 16053 | 69997
1339 | 16049 | 74187
1340 | 15916 | 73535
1341 | 15153 | 69423
1342 | 14294 | 66042
1343 | 13271 | 63069
1344 | 12391 | 58616
1345 | 11587 | 55239
1346 | 11120 | 53316
1347 | 10866 | 52520
1348 | 10789 | 52823
1349 | 10832 | 54059
1350 | 11219 | 57427
1351 | 12458 | 65197
1352 | 14294 | 70153
1353 | 15507 | 71982
1354 | 16101 | 72064
1355 | 16215 | 72368
1356 | 16210 | 72909
1357 | 16041 | 72504
1358 | 16079 | 71932
1359 | 16079 | 70674
1360 | 15992 | 69854
1361 | 16037 | 68549
1362 | 16198 | 69677
1363 | 16340 | 74309
1364 | 16124 | 74142
1365 | 15502 | 69949
1366 | 14572 | 66294
1367 | 13518 | 63103
1368 | 12660 | 58481
1369 | 11846 | 55064
1370 | 11328 | 53065
1371 | 10996 | 52126
1372 | 10876 | 52563
1373 | 10929 | 54076
1374 | 11277 | 57188
1375 | 12486 | 64910
1376 | 14176 | 70361
1377 | 15344 | 72847
1378 | 15866 | 73272
1379 | 15814 | 73783
1380 | 15701 | 74329
1381 | 15421 | 73415
1382 | 15255 | 72120
1383 | 15096 | 70315
1384 | 14913 | 69351
1385 | 15004 | 68404
1386 | 15283 | 69213
1387 | 15579 | 72353
1388 | 15638 | 71417
1389 | 14974 | 67218
1390 | 14060 | 63852
1391 | 13157 | 61503
1392 | 12387 | 57503
1393 | 11619 | 54003
1394 | 11103 | 51989
1395 | 10789 | 50806
1396 | 10631 | 50420
1397 | 10600 | 50233
1398 | 10696 | 50152
1399 | 11181 | 50899
1400 | 11895 | 53720
1401 | 12798 | 57165
1402 | 13735 | 59993
1403 | 13962 | 61511
1404 | 13789 | 62409
1405 | 13450 | 61284
1406 | 13061 | 58607
1407 | 12786 | 56962
1408 | 12760 | 56024
1409 | 13127 | 55613
1410 | 13651 | 57413
1411 | 14304 | 62782
1412 | 14335 | 62787
1413 | 13753 | 59105
1414 | 12995 | 56071
1415 | 12391 | 54698
1416 | 11672 | 51545
1417 | 10910 | 48301
1418 | 10464 | 46317
1419 | 10174 | 45333
1420 | 10039 | 45094
1421 | 10012 | 45072
1422 | 10038 | 44723
1423 | 10265 | 44377
1424 | 10539 | 45904
1425 | 11200 | 49309
1426 | 11847 | 52774
1427 | 12048 | 55287
1428 | 12211 | 57774
1429 | 12335 | 56871
1430 | 12212 | 54747
1431 | 11995 | 53007
1432 | 11974 | 52167
1433 | 12187 | 51894
1434 | 12852 | 53959
1435 | 13776 | 58938
1436 | 14052 | 58680
1437 | 13593 | 56165
1438 | 12899 | 54268
1439 | 12197 | 54173
1440 | 11404 | 50801
1441 | 10790 | 48202
1442 | 10457 | 46719
1443 | 10318 | 46321
1444 | 10329 | 47054
1445 | 10437 | 49302
1446 | 10884 | 53843
1447 | 12276 | 62931
1448 | 14065 | 68658
1449 | 15117 | 71140
1450 | 15432 | 71895
1451 | 15314 | 72947
1452 | 15386 | 73995
1453 | 15196 | 72926
1454 | 15412 | 72442
1455 | 15496 | 71229
1456 | 15484 | 70651
1457 | 15518 | 69302
1458 | 15720 | 69981
1459 | 15832 | 73156
1460 | 16015 | 72805
1461 | 15281 | 68648
1462 | 14334 | 65269
1463 | 13195 | 62548
1464 | 12160 | 58092
1465 | 11304 | 55012
1466 | 10786 | 53083
1467 | 10558 | 52412
1468 | 10474 | 52844
1469 | 10575 | 54137
1470 | 10995 | 57160
1471 | 12381 | 64724
1472 | 14251 | 69559
1473 | 15319 | 71491
1474 | 15911 | 71697
1475 | 16144 | 72554
1476 | 16310 | 73554
1477 | 16110 | 72822
1478 | 16058 | 71993
1479 | 15840 | 70836
1480 | 15651 | 69786
1481 | 15685 | 68535
1482 | 15712 | 69658
1483 | 15746 | 73133
1484 | 16089 | 72860
1485 | 15375 | 68733
1486 | 14388 | 65126
1487 | 13320 | 62194
1488 | 12290 | 57532
1489 | 11432 | 54216
1490 | 10926 | 52347
1491 | 10707 | 51546
1492 | 10612 | 52209
1493 | 10693 | 53740
1494 | 11066 | 57117
1495 | 12403 | 64887
1496 | 14282 | 69671
1497 | 15365 | 71559
1498 | 15842 | 71888
1499 | 15936 | 73077
1500 | 15923 | 73784
1501 | 15787 | 73380
1502 | 15800 | 72877
1503 | 15700 | 71793
1504 | 15600 | 70937
1505 | 15646 | 69601
1506 | 15929 | 69963
1507 | 15917 | 73594
1508 | 16045 | 73811
1509 | 15294 | 69536
1510 | 14359 | 65944
1511 | 13264 | 62753
1512 | 12266 | 58140
1513 | 11376 | 54910
1514 | 10874 | 52821
1515 | 10659 | 52034
1516 | 10600 | 52498
1517 | 10670 | 53587
1518 | 11135 | 57071
1519 | 12468 | 64619
1520 | 14285 | 69600
1521 | 15310 | 71857
1522 | 15616 | 72345
1523 | 15481 | 73283
1524 | 15464 | 73875
1525 | 15223 | 72868
1526 | 15168 | 72460
1527 | 15066 | 71382
1528 | 15089 | 70176
1529 | 15253 | 68517
1530 | 15465 | 69142
1531 | 15615 | 72778
1532 | 16049 | 73084
1533 | 15355 | 68992
1534 | 14309 | 65403
1535 | 13187 | 62505
1536 | 12220 | 58041
1537 | 11379 | 54620
1538 | 10856 | 52638
1539 | 10617 | 51935
1540 | 10503 | 52331
1541 | 10561 | 53788
1542 | 10941 | 56955
1543 | 12301 | 64283
1544 | 14167 | 69367
1545 | 15423 | 71953
1546 | 15982 | 72367
1547 | 16061 | 73052
1548 | 15981 | 73488
1549 | 15649 | 72615
1550 | 15648 | 70961
1551 | 15472 | 69425
1552 | 15260 | 68183
1553 | 15206 | 67114
1554 | 15319 | 67649
1555 | 15323 | 70638
1556 | 15495 | 70421
1557 | 14853 | 66162
1558 | 13858 | 62814
1559 | 12928 | 60280
1560 | 12171 | 56402
1561 | 11374 | 53009
1562 | 10860 | 50797
1563 | 10561 | 49720
1564 | 10399 | 49628
1565 | 10342 | 49971
1566 | 10411 | 50355
1567 | 10910 | 50926
1568 | 11577 | 53205
1569 | 12562 | 56665
1570 | 13377 | 59643
1571 | 13506 | 61104
1572 | 13270 | 61598
1573 | 12986 | 60534
1574 | 12657 | 58180
1575 | 12416 | 56119
1576 | 12271 | 54539
1577 | 12520 | 54035
1578 | 13053 | 55705
1579 | 13561 | 60842
1580 | 14047 | 61623
1581 | 13505 | 57732
1582 | 12779 | 54600
1583 | 12195 | 53387
1584 | 11461 | 49915
1585 | 10840 | 46602
1586 | 10342 | 44457
1587 | 10058 | 43397
1588 | 9911 | 43380
1589 | 9867 | 43748
1590 | 9895 | 43776
1591 | 10136 | 43049
1592 | 10374 | 44607
1593 | 11020 | 48097
1594 | 11401 | 51346
1595 | 11529 | 52951
1596 | 11530 | 54188
1597 | 11549 | 52895
1598 | 11345 | 50454
1599 | 11114 | 48453
1600 | 11086 | 47198
1601 | 11494 | 47304
1602 | 12365 | 50245
1603 | 13157 | 56413
1604 | 13824 | 57955
1605 | 13392 | 55226
1606 | 12674 | 53376
1607 | 12029 | 53016
1608 | 11128 | 49771
1609 | 10464 | 47192
1610 | 10095 | 45874
1611 | 10082 | 45372
1612 | 10083 | 46000
1613 | 10219 | 48046
1614 | 10651 | 52610
1615 | 11954 | 61529
1616 | 13754 | 66973
1617 | 14971 | 69576
1618 | 15413 | 69873
1619 | 15494 | 70577
1620 | 15529 | 71370
1621 | 15308 | 70596
1622 | 15256 | 69770
1623 | 15058 | 68492
1624 | 14933 | 67106
1625 | 15045 | 65344
1626 | 15234 | 66077
1627 | 15275 | 70224
1628 | 15687 | 71650
1629 | 15005 | 67412
1630 | 14069 | 63682
1631 | 12969 | 60340
1632 | 11998 | 55853
1633 | 11181 | 52185
1634 | 10681 | 50315
1635 | 10482 | 49935
1636 | 10442 | 50505
1637 | 10503 | 52248
1638 | 10874 | 55830
1639 | 12195 | 63218
1640 | 13984 | 68054
1641 | 15006 | 70826
1642 | 15050 | 71237
1643 | 14938 | 71990
1644 | 14912 | 72733
1645 | 14680 | 71862
1646 | 14707 | 71179
1647 | 14637 | 70047
1648 | 14602 | 68947
1649 | 14775 | 67457
1650 | 15042 | 67857
1651 | 15006 | 71046
1652 | 15657 | 72009
1653 | 15062 | 67855
1654 | 14160 | 63964
1655 | 13098 | 60492
1656 | 12120 | 55706
1657 | 11254 | 52356
1658 | 10790 | 50323
1659 | 10626 | 49797
1660 | 10599 | 50363
1661 | 10695 | 51858
1662 | 11105 | 55537
1663 | 12343 | 63170
1664 | 13986 | 68193
1665 | 15190 | 70377
1666 | 15497 | 70910
1667 | 15403 | 71794
1668 | 15283 | 72397
1669 | 14887 | 71153
1670 | 14780 | 70240
1671 | 14641 | 68901
1672 | 14540 | 67778
1673 | 14687 | 66262
1674 | 15073 | 66828
1675 | 15051 | 70261
1676 | 15709 | 72088
1677 | 15069 | 67883
1678 | 14199 | 64074
1679 | 13193 | 61049
1680 | 12257 | 56433
1681 | 11376 | 52932
1682 | 10874 | 51496
1683 | 10656 | 50958
1684 | 10580 | 51540
1685 | 10667 | 52814
1686 | 11088 | 56116
1687 | 12354 | 63408
1688 | 13924 | 67954
1689 | 14943 | 69930
1690 | 15137 | 70282
1691 | 14959 | 70973
1692 | 14835 | 72251
1693 | 14585 | 71628
1694 | 14554 | 70780
1695 | 14459 | 69386
1696 | 14431 | 68004
1697 | 14593 | 66666
1698 | 14916 | 67057
1699 | 15038 | 70253
1700 | 15725 | 72072
1701 | 15180 | 68010
1702 | 14182 | 64134
1703 | 13021 | 60880
1704 | 12086 | 56499
1705 | 11277 | 53353
1706 | 10742 | 51384
1707 | 10556 | 50782
1708 | 10513 | 51318
1709 | 10599 | 52754
1710 | 11023 | 56116
1711 | 12223 | 63382
1712 | 13848 | 68042
1713 | 14838 | 70627
1714 | 15095 | 71076
1715 | 14986 | 72020
1716 | 14920 | 72976
1717 | 14738 | 71753
1718 | 14747 | 70054
1719 | 14596 | 68444
1720 | 14424 | 67496
1721 | 14459 | 66398
1722 | 14824 | 66809
1723 | 14829 | 69293
1724 | 15342 | 69975
1725 | 14704 | 65636
1726 | 13695 | 61798
1727 | 12786 | 59200
1728 | 11992 | 55262
1729 | 11203 | 51879
1730 | 10649 | 49640
1731 | 10396 | 48469
1732 | 10272 | 48320
1733 | 10253 | 48647
1734 | 10385 | 48875
1735 | 10774 | 49537
1736 | 11473 | 52598
1737 | 12476 | 57020
1738 | 13388 | 60095
1739 | 13700 | 61643
1740 | 13801 | 62203
1741 | 13719 | 61043
1742 | 13517 | 59151
1743 | 13339 | 57885
1744 | 13214 | 57182
1745 | 13380 | 56797
1746 | 13795 | 57931
1747 | 14016 | 61283
1748 | 14132 | 61142
1749 | 13579 | 57096
1750 | 12792 | 54459
1751 | 12164 | 53144
1752 | 11396 | 49645
1753 | 10679 | 46442
1754 | 10167 | 44323
1755 | 9924 | 43459
1756 | 9819 | 43425
1757 | 9726 | 43752
1758 | 9796 | 43426
1759 | 10073 | 42797
1760 | 10381 | 44608
1761 | 11144 | 48349
1762 | 11913 | 51485
1763 | 12312 | 54126
1764 | 12636 | 56531
1765 | 12770 | 55807
1766 | 12601 | 53585
1767 | 12386 | 52085
1768 | 12284 | 51088
1769 | 12445 | 50799
1770 | 13134 | 52859
1771 | 13626 | 57206
1772 | 13951 | 58812
1773 | 13507 | 56144
1774 | 12809 | 54527
1775 | 12094 | 54347
1776 | 11161 | 50997
1777 | 10462 | 48356
1778 | 10082 | 46839
1779 | 10009 | 46479
1780 | 10031 | 47346
1781 | 10176 | 48976
1782 | 10702 | 53321
1783 | 12008 | 61735
1784 | 13779 | 67329
1785 | 14896 | 69871
1786 | 15111 | 70253
1787 | 14980 | 71274
1788 | 14929 | 71966
1789 | 14704 | 71126
1790 | 14676 | 70444
1791 | 14634 | 69268
1792 | 14602 | 67957
1793 | 14758 | 66215
1794 | 14982 | 66476
1795 | 14845 | 69697
1796 | 15554 | 71906
1797 | 14938 | 67835
1798 | 14055 | 63814
1799 | 12953 | 60251
1800 | 11984 | 55336
1801 | 11105 | 51805
1802 | 10582 | 49985
1803 | 10426 | 49308
1804 | 10416 | 50010
1805 | 10477 | 51712
1806 | 10932 | 55568
1807 | 12192 | 62659
1808 | 13868 | 67441
1809 | 14893 | 69641
1810 | 15141 | 69447
1811 | 14944 | 70036
1812 | 14807 | 70804
1813 | 14543 | 69984
1814 | 14547 | 69392
1815 | 14473 | 68136
1816 | 14412 | 66908
1817 | 14511 | 65243
1818 | 14750 | 65349
1819 | 14587 | 68555
1820 | 15413 | 71224
1821 | 14920 | 67304
1822 | 14033 | 63125
1823 | 12933 | 59226
1824 | 11988 | 54378
1825 | 11144 | 51050
1826 | 10609 | 49134
1827 | 10411 | 48498
1828 | 10397 | 49221
1829 | 10460 | 51167
1830 | 10878 | 55092
1831 | 12081 | 62144
1832 | 13829 | 66821
1833 | 14955 | 69056
1834 | 15389 | 69262
1835 | 15356 | 69903
1836 | 15310 | 70460
1837 | 15082 | 69622
1838 | 15134 | 68850
1839 | 15124 | 67486
1840 | 15099 | 66312
1841 | 15218 | 65055
1842 | 15378 | 65602
1843 | 15136 | 68903
1844 | 15539 | 71492
1845 | 14946 | 67221
1846 | 14058 | 62998
1847 | 12956 | 59233
1848 | 12037 | 54297
1849 | 11192 | 51131
1850 | 10577 | 49145
1851 | 10370 | 48461
1852 | 10365 | 49255
1853 | 10412 | 51047
1854 | 10851 | 54888
1855 | 12114 | 61550
1856 | 13926 | 66666
1857 | 15088 | 69232
1858 | 15563 | 69742
1859 | 15571 | 70868
1860 | 15454 | 71733
1861 | 15162 | 70857
1862 | 15126 | 70065
1863 | 14940 | 68552
1864 | 14768 | 67229
1865 | 14769 | 65768
1866 | 14921 | 65885
1867 | 14738 | 68827
1868 | 15418 | 71263
1869 | 14974 | 67264
1870 | 13951 | 63254
1871 | 12903 | 59787
1872 | 12063 | 55041
1873 | 11151 | 51632
1874 | 10589 | 49639
1875 | 10362 | 49278
1876 | 10360 | 49968
1877 | 10411 | 51424
1878 | 10814 | 54912
1879 | 12005 | 61644
1880 | 13747 | 66704
1881 | 15061 | 69196
1882 | 15631 | 69625
1883 | 15926 | 70856
1884 | 15938 | 71422
1885 | 15415 | 70226
1886 | 15122 | 68525
1887 | 14916 | 66781
1888 | 14666 | 65203
1889 | 14685 | 63920
1890 | 14906 | 64398
1891 | 14646 | 66938
1892 | 15058 | 68981
1893 | 14479 | 64978
1894 | 13564 | 61469
1895 | 12615 | 58612
1896 | 11814 | 54446
1897 | 11062 | 50863
1898 | 10480 | 48708
1899 | 10198 | 47709
1900 | 10042 | 47664
1901 | 9986 | 48016
1902 | 10059 | 48232
1903 | 10432 | 48784
1904 | 11173 | 51947
1905 | 12151 | 56157
1906 | 13068 | 59204
1907 | 13426 | 60275
1908 | 13423 | 61330
1909 | 13217 | 60689
1910 | 12873 | 58695
1911 | 12610 | 57016
1912 | 12512 | 56520
1913 | 12787 | 56239
1914 | 13329 | 57524
1915 | 13565 | 59743
1916 | 13888 | 60519
1917 | 13400 | 56885
1918 | 12658 | 54113
1919 | 12002 | 52798
1920 | 11286 | 49414
1921 | 10606 | 46288
1922 | 10092 | 44203
1923 | 9796 | 42939
1924 | 9649 | 42767
1925 | 9582 | 43067
1926 | 9672 | 43049
1927 | 9785 | 42040
1928 | 10123 | 44038
1929 | 10880 | 48132
1930 | 11538 | 51554
1931 | 11841 | 53764
1932 | 11879 | 55723
1933 | 11780 | 54758
1934 | 11503 | 52310
1935 | 11187 | 50437
1936 | 11050 | 49651
1937 | 11245 | 49288
1938 | 12132 | 51294
1939 | 12667 | 55406
1940 | 13587 | 58518
1941 | 13418 | 56029
1942 | 12721 | 54162
1943 | 12005 | 53877
1944 | 11145 | 50700
1945 | 10498 | 48345
1946 | 10091 | 46959
1947 | 9968 | 46528
1948 | 9951 | 47234
1949 | 10089 | 49173
1950 | 10632 | 53491
1951 | 11800 | 60904
1952 | 13496 | 66618
1953 | 14656 | 69692
1954 | 15088 | 70386
1955 | 15089 | 70699
1956 | 15087 | 71839
1957 | 14745 | 71013
1958 | 14780 | 70125
1959 | 14654 | 68766
1960 | 14550 | 67537
1961 | 14632 | 65816
1962 | 14849 | 65767
1963 | 14497 | 68187
1964 | 15297 | 71155
1965 | 14934 | 67495
1966 | 13991 | 63412
1967 | 12821 | 59963
1968 | 11880 | 55243
1969 | 11046 | 52291
1970 | 10512 | 50484
1971 | 10320 | 49754
1972 | 10311 | 50343
1973 | 10395 | 52064
1974 | 10826 | 55614
1975 | 11928 | 62292
1976 | 13651 | 67411
1977 | 14775 | 69700
1978 | 15171 | 69732
1979 | 15008 | 70574
1980 | 14895 | 71709
1981 | 14731 | 70898
1982 | 14845 | 70242
1983 | 14928 | 69048
1984 | 14896 | 67785
1985 | 15045 | 66108
1986 | 15175 | 66383
1987 | 14834 | 68642
1988 | 15379 | 71403
1989 | 14868 | 67620
1990 | 13961 | 63618
1991 | 12818 | 59973
1992 | 11918 | 55028
1993 | 11081 | 51747
1994 | 10533 | 49879
1995 | 10362 | 49093
1996 | 10329 | 49803
1997 | 10402 | 51596
1998 | 10848 | 55009
1999 | 11984 | 61656
2000 | 13882 | 66674
2001 | 15199 | 68897
2002 | 15782 | 69333
2003 | 15881 | 70263
2004 | 15922 | 71242
2005 | 15786 | 70718
2006 | 15798 | 69891
2007 | 15703 | 68680
2008 | 15541 | 67551
2009 | 15495 | 66306
2010 | 15578 | 66702
2011 | 15146 | 68892
2012 | 15396 | 70692
2013 | 14970 | 66962
2014 | 14061 | 63329
2015 | 12931 | 59444
2016 | 11994 | 54471
2017 | 11117 | 50945
2018 | 10574 | 49039
2019 | 10366 | 48053
2020 | 10358 | 48623
2021 | 10447 | 50296
2022 | 10909 | 54184
2023 | 11967 | 61334
2024 | 13621 | 67227
2025 | 14776 | 69835
2026 | 15180 | 70647
2027 | 15302 | 71569
2028 | 15515 | 72635
2029 | 15394 | 71779
2030 | 15635 | 71103
2031 | 15673 | 70044
2032 | 15573 | 69294
2033 | 15668 | 68029
2034 | 15850 | 68055
2035 | 15529 | 69597
2036 | 15791 | 71185
2037 | 15190 | 67188
2038 | 14116 | 63375
2039 | 12948 | 60091
2040 | 11988 | 55728
2041 | 11129 | 52331
2042 | 10555 | 50364
2043 | 10335 | 49657
2044 | 10297 | 50220
2045 | 10349 | 51573
2046 | 10779 | 54585
2047 | 11863 | 61077
2048 | 13500 | 66346
2049 | 14802 | 68719
2050 | 14672 | 69919
2051 | 13741 | 71268
2052 | 14533 | 72269
2053 | 14742 | 71266
2054 | 14725 | 70047
2055 | 14641 | 68347
2056 | 14428 | 66950
2057 | 14363 | 65897
2058 | 14506 | 66065
2059 | 14200 | 67199
2060 | 14641 | 68901
2061 | 14323 | 65148
2062 | 13450 | 61294
2063 | 12501 | 58310
2064 | 11702 | 54013
2065 | 10937 | 50267
2066 | 10313 | 47964
2067 | 10081 | 46938
2068 | 9946 | 46941
2069 | 9916 | 47202
2070 | 10041 | 47533
2071 | 10303 | 47505
2072 | 10989 | 50942
2073 | 11899 | 54686
2074 | 12752 | 57899
2075 | 13170 | 59328
2076 | 13363 | 59692
2077 | 13397 | 58626
2078 | 13285 | 56742
2079 | 13185 | 55210
2080 | 13017 | 54760
2081 | 13017 | 54376
2082 | 13452 | 55402
2083 | 13496 | 58189
2084 | 13705 | 59994
2085 | 13261 | 56274
2086 | 12535 | 53457
2087 | 11904 | 51851
2088 | 11165 | 48148
2089 | 10396 | 44477
2090 | 9835 | 42339
2091 | 9557 | 41712
2092 | 9506 | 41671
2093 | 9488 | 41757
2094 | 9625 | 41565
2095 | 9845 | 42190
2096 | 10435 | 45251
2097 | 11197 | 48940
2098 | 11851 | 51835
2099 | 12387 | 54927
2100 | 12713 | 55446
2101 | 12768 | 53667
2102 | 12574 | 52045
2103 | 12589 | 51294
2104 | 12678 | 51055
2105 | 13071 | 52314
2106 | 13222 | 53780
2107 | 13120 | 55231
2108 | 13426 | 56018
2109 | 12944 | 54708
2110 | 12223 | 54471
2111 | 11268 | 51382
2112 | 10455 | 48015
2113 | 9997 | 46060
2114 | 9804 | 45580
2115 | 9782 | 46380
2116 | 9910 | 48151
2117 | 10399 | 51961
2118 | 11774 | 59870
2119 | 13519 | 65576
2120 | 14751 | 69080
2121 | 15116 | 70582
2122 | 15257 | 71831
2123 | 15286 | 73122
2124 | 15024 | 72217
2125 | 15025 | 71398
2126 | 14774 | 70132
2127 | 14524 | 69243
2128 | 14397 | 67296
2129 | 14421 | 66139
2130 | 13991 | 65781
2131 | 13959 | 66489
2132 | 14491 | 66886
2133 | 13982 | 64180
2134 | 12929 | 60622
2135 | 11953 | 55983
2136 | 10999 | 52078
2137 | 10483 | 49877
2138 | 10262 | 49021
2139 | 10173 | 49380
2140 | 10224 | 50740
2141 | 10643 | 54184
2142 | 12034 | 61218
2143 | 13658 | 66684
2144 | 14802 | 69906
2145 | 15314 | 70814
2146 | 15409 | 72305
2147 | 15338 | 73379
2148 | 15055 | 72345
2149 | 14973 | 71673
2150 | 14683 | 69972
2151 | 14434 | 68667
2152 | 14438 | 66596
2153 | 14668 | 66317
2154 | 14204 | 66109
2155 | 14159 | 66577
2156 | 14385 | 67135
2157 | 13970 | 64257
2158 | 12937 | 60819
2159 | 11977 | 56168
2160 | 10922 | 52564
2161 | 10317 | 50589
2162 | 10031 | 49735
2163 | 9968 | 50307
2164 | 10042 | 51756
2165 | 10484 | 55106
2166 | 11812 | 61844
2167 | 13557 | 66867
2168 | 14783 | 69892
2169 | 15277 | 71171
2170 | 15337 | 72659
2171 | 15339 | 73759
2172 | 15103 | 72602
2173 | 15099 | 71562
2174 | 14984 | 70487
2175 | 14742 | 69661
2176 | 14606 | 67898
2177 | 14692 | 67007
2178 | 14168 | 66949
2179 | 14097 | 67298
2180 | 14392 | 67564
2181 | 13928 | 64643
2182 | 12857 | 61708
2183 | 11930 | 57065
2184 | 11046 | 53263
2185 | 10482 | 51141
2186 | 10161 | 50276
2187 | 10021 | 50538
2188 | 10045 | 51993
2189 | 10512 | 55021
2190 | 11905 | 61468
2191 | 13662 | 66593
2192 | 14816 | 69695
2193 | 15141 | 71274
2194 | 15071 | 72793
2195 | 15032 | 73890
2196 | 14724 | 72736
2197 | 14673 | 71363
2198 | 14557 | 70025
2199 | 14542 | 68320
2200 | 14586 | 66453
2201 | 14730 | 65374
2202 | 14363 | 64757
2203 | 14240 | 64659
2204 | 14547 | 64832
2205 | 14080 | 61806
2206 | 13058 | 58746
2207 | 12117 | 54647
2208 | 11180 | 50677
2209 | 10566 | 48211
2210 | 10256 | 46930
2211 | 10106 | 46396
2212 | 10197 | 46272
2213 | 10571 | 45227
2214 | 11703 | 43714
2215 | 13039 | 44222
2216 | 14333 | 47162
2217 | 14875 | 50488
2218 | 14968 | 52704
2219 | 14916 | 54827
2220 | 14621 | 54240
2221 | 14518 | 52144
2222 | 14324 | 50463
2223 | 14022 | 49192
2224 | 13981 | 48243
2225 | 14180 | 48968
2226 | 13801 | 50371
2227 | 13473 | 51403
2228 | 13659 | 52915
2229 | 13344 | 51830
2230 | 12504 | 50875
2231 | 11817 | 48086
2232 | 10974 | 44802
2233 | 10358 | 42621
2234 | 10008 | 41650
2235 | 9809 | 41394
2236 | 9775 | 42147
2237 | 9894 | 43100
2238 | 10380 | 43952
2239 | 11038 | 46008
2240 | 12053 | 49761
2241 | 13076 | 53235
2242 | 13357 | 55258
2243 | 13307 | 56306
2244 | 12974 | 55972
2245 | 12537 | 54651
2246 | 12243 | 53437
2247 | 12097 | 52856
2248 | 12250 | 52067
2249 | 12632 | 52658
2250 | 12672 | 53212
2251 | 12547 | 53197
2252 | 12807 | 53743
2253 | 12661 | 52165
2254 | 11986 | 51033
2255 | 11285 | 48069
2256 | 10542 | 44745
2257 | 9973 | 42658
2258 | 9636 | 41491
2259 | 9424 | 41267
2260 | 9414 | 41556
2261 | 9471 | 41313
2262 | 9630 | 40266
2263 | 9878 | 41422
2264 | 10483 | 44754
2265 | 10856 | 47753
2266 | 11017 | 49253
2267 | 10931 | 51380
2268 | 10869 | 49973
2269 | 10672 | 47077
2270 | 10458 | 45499
2271 | 10325 | 44400
2272 | 10445 | 43538
2273 | 11139 | 44322
2274 | 11606 | 46071
2275 | 11602 | 47034
2276 | 12036 | 49181
2277 | 12168 | 49075
2278 | 11695 | 48603
2279 | 10948 | 45789
2280 | 10226 | 42911
2281 | 9721 | 40902
2282 | 9431 | 39941
2283 | 9291 | 39894
2284 | 9322 | 40502
2285 | 9478 | 40714
2286 | 9830 | 40273
2287 | 10190 | 41236
2288 | 11003 | 44669
2289 | 11865 | 48417
2290 | 12368 | 50268
2291 | 12471 | 52138
2292 | 12418 | 51736
2293 | 12113 | 49692
2294 | 11826 | 48273
2295 | 11620 | 47314
2296 | 11624 | 46497
2297 | 12114 | 47077
2298 | 12211 | 48752
2299 | 12157 | 49867
2300 | 12564 | 52402
2301 | 12633 | 52175
2302 | 11955 | 51893
2303 | 11080 | 48895
2304 | 10336 | 45903
2305 | 9891 | 44196
2306 | 9765 | 43765
2307 | 9703 | 44446
2308 | 9818 | 46506
2309 | 10274 | 50825
2310 | 11666 | 58416
2311 | 13365 | 63988
2312 | 14613 | 67458
2313 | 15126 | 68624
2314 | 15159 | 69881
2315 | 15155 | 70959
2316 | 14881 | 70544
2317 | 14825 | 69704
2318 | 14633 | 68732
2319 | 14445 | 67712
2320 | 14407 | 65469
2321 | 14490 | 64413
2322 | 14107 | 64443
2323 | 13934 | 64560
2324 | 14164 | 65252
2325 | 13909 | 62927
2326 | 12858 | 59752
2327 | 11888 | 55367
2328 | 10994 | 51342
2329 | 10477 | 49201
2330 | 10223 | 48125
2331 | 10149 | 48702
2332 | 10178 | 50208
2333 | 10544 | 53678
2334 | 11779 | 60290
2335 | 13543 | 65311
2336 | 14854 | 68345
2337 | 15361 | 69676
2338 | 15397 | 70713
2339 | 15237 | 71562
2340 | 14887 | 70768
2341 | 14718 | 69743
2342 | 14496 | 68051
2343 | 14281 | 66444
2344 | 14261 | 64244
2345 | 14439 | 63398
2346 | 13904 | 63387
2347 | 13683 | 63803
2348 | 13769 | 64456
2349 | 13718 | 62370
2350 | 12778 | 59050
2351 | 11900 | 54671
2352 | 10956 | 50691
2353 | 10387 | 48384
2354 | 10128 | 47380
2355 | 10033 | 48059
2356 | 10087 | 49763
2357 | 10496 | 53400
2358 | 11703 | 59661
2359 | 13319 | 64555
2360 | 14423 | 67123
2361 | 14744 | 68129
2362 | 14596 | 69211
2363 | 14459 | 70012
2364 | 14223 | 69087
2365 | 14253 | 68049
2366 | 14117 | 66515
2367 | 13975 | 65196
2368 | 14033 | 63022
2369 | 14216 | 62330
2370 | 13879 | 62008
2371 | 13682 | 62437
2372 | 13811 | 63353
2373 | 13720 | 61425
2374 | 12762 | 57686
2375 | 11827 | 53070
2376 | 10922 | 49471
2377 | 10377 | 47262
2378 | 10140 | 46303
2379 | 10002 | 46869
2380 | 10053 | 48574
2381 | 10436 | 52394
2382 | 11561 | 58785
2383 | 13196 | 63802
2384 | 14378 | 66911
2385 | 14662 | 68083
2386 | 14552 | 69269
2387 | 14471 | 70048
2388 | 14206 | 68742
2389 | 14096 | 66988
2390 | 13860 | 64923
2391 | 13638 | 63167
2392 | 13608 | 61524
2393 | 13795 | 61061
2394 | 13396 | 60658
2395 | 13108 | 60471
2396 | 13247 | 61304
2397 | 13153 | 59263
2398 | 12325 | 56006
2399 | 11591 | 51778
2400 | 10734 | 47899
2401 | 10109 | 45615
2402 | 9754 | 44340
2403 | 9539 | 43978
2404 | 9480 | 44538
2405 | 9565 | 45459
2406 | 9945 | 46580
2407 | 10547 | 49131
2408 | 11479 | 53262
2409 | 12285 | 56451
2410 | 12816 | 58155
2411 | 13109 | 59240
2412 | 13025 | 58486
2413 | 12692 | 56723
2414 | 12476 | 55003
2415 | 12503 | 53689
2416 | 12568 | 53182
2417 | 12639 | 54035
2418 | 12460 | 54840
2419 | 12199 | 54956
2420 | 12292 | 54486
2421 | 12321 | 52375
2422 | 11808 | 50325
2423 | 11088 | 46795
2424 | 10297 | 43413
2425 | 9704 | 41161
2426 | 9425 | 39820
2427 | 9266 | 39701
2428 | 9231 | 40093
2429 | 9251 | 40303
2430 | 9434 | 39981
2431 | 9641 | 41752
2432 | 10245 | 45166
2433 | 10748 | 48342
2434 | 11084 | 51065
2435 | 11135 | 53063
2436 | 11188 | 52126
2437 | 10975 | 49794
2438 | 10691 | 47937
2439 | 10487 | 46650
2440 | 10662 | 46353
2441 | 11364 | 47452
2442 | 11798 | 49426
2443 | 11853 | 50500
2444 | 12178 | 52606
2445 | 12246 | 52550
2446 | 11631 | 51381
2447 | 10781 | 47982
2448 | 10047 | 45066
2449 | 9548 | 43446
2450 | 9400 | 42647
2451 | 9401 | 43289
2452 | 9518 | 45288
2453 | 9997 | 50087
2454 | 11278 | 59135
2455 | 12932 | 64603
2456 | 14105 | 67561
2457 | 14493 | 68479
2458 | 14431 | 69593
2459 | 14457 | 70755
2460 | 14302 | 69966
2461 | 14326 | 69200
2462 | 14128 | 67869
2463 | 13935 | 66608
2464 | 13932 | 64834
2465 | 14008 | 64035
2466 | 13495 | 63592
2467 | 13288 | 63360
2468 | 13366 | 63844
2469 | 13505 | 61850
2470 | 12575 | 57887
2471 | 11613 | 53026
2472 | 10667 | 49575
2473 | 10104 | 47558
2474 | 9859 | 46726
2475 | 9739 | 47600
2476 | 9792 | 49140
2477 | 10216 | 53208
2478 | 11351 | 61031
2479 | 13072 | 65938
2480 | 14123 | 68425
2481 | 14502 | 68778
2482 | 14449 | 69966
2483 | 14278 | 70983
2484 | 13982 | 70092
2485 | 14031 | 69105
2486 | 13924 | 67937
2487 | 13826 | 66526
2488 | 13885 | 64446
2489 | 14034 | 64081
2490 | 13578 | 63611
2491 | 13323 | 63524
2492 | 13310 | 63775
2493 | 13481 | 62128
2494 | 12609 | 57906
2495 | 11655 | 52850
2496 | 10735 | 49102
2497 | 10119 | 47097
2498 | 9862 | 46131
2499 | 9754 | 46428
2500 | 9795 | 48156
2501 | 10197 | 52443
2502 | 11335 | 60202
2503 | 12869 | 65276
2504 | 14021 | 67919
2505 | 14363 | 68367
2506 | 14379 | 69675
2507 | 14283 | 71000
2508 | 14115 | 69778
2509 | 14128 | 69140
2510 | 14010 | 67830
2511 | 13907 | 66366
2512 | 13876 | 64348
2513 | 14016 | 63673
2514 | 13499 | 63375
2515 | 13231 | 63241
2516 | 13249 | 63645
2517 | 13454 | 62341
2518 | 12611 | 57869
2519 | 11688 | 52769
2520 | 10795 | 48928
2521 | 10224 | 46766
2522 | 9959 | 45522
2523 | 9869 | 45771
2524 | 9888 | 47464
2525 | 10221 | 51603
2526 | 11342 | 59413
2527 | 12970 | 64387
2528 | 14071 | 67237
2529 | 14524 | 68242
2530 | 14485 | 69452
2531 | 14394 | 70164
2532 | 14172 | 69459
2533 | 14164 | 68761
2534 | 14057 | 67473
2535 | 13949 | 66302
2536 | 14071 | 64524
2537 | 14161 | 64011
2538 | 13786 | 63962
2539 | 13577 | 63709
2540 | 13590 | 63418
2541 | 13614 | 61441
2542 | 12634 | 57210
2543 | 11733 | 52287
2544 | 10808 | 48731
2545 | 10254 | 46659
2546 | 10012 | 45750
2547 | 9910 | 46211
2548 | 9923 | 47820
2549 | 10303 | 51922
2550 | 11374 | 59330
2551 | 12974 | 64669
2552 | 14225 | 67395
2553 | 14698 | 68099
2554 | 14742 | 69381
2555 | 14759 | 70040
2556 | 14522 | 69104
2557 | 14368 | 67959
2558 | 14130 | 66422
2559 | 13905 | 65341
2560 | 13827 | 64115
2561 | 13895 | 63676
2562 | 13462 | 62822
2563 | 13169 | 62059
2564 | 13069 | 61252
2565 | 13173 | 59455
2566 | 12387 | 55928
2567 | 11633 | 51337
2568 | 10807 | 47602
2569 | 10186 | 45205
2570 | 9807 | 44027
2571 | 9647 | 44222
2572 | 9545 | 44552
2573 | 9662 | 45163
2574 | 9977 | 45865
2575 | 10601 | 48986
2576 | 11402 | 53180
2577 | 12046 | 56256
2578 | 12224 | 57874
2579 | 12130 | 58653
2580 | 11962 | 56990
2581 | 11711 | 54609
2582 | 11453 | 52669
2583 | 11267 | 51484
2584 | 11336 | 50740
2585 | 11749 | 51171
2586 | 11889 | 51992
2587 | 11834 | 51646
2588 | 11867 | 51806
2589 | 12120 | 51084
2590 | 11654 | 48993
2591 | 10976 | 45463
2592 | 10288 | 42325
2593 | 9795 | 40225
2594 | 9533 | 39164
2595 | 9405 | 39215
2596 | 9352 | 39568
2597 | 9391 | 40018
2598 | 9405 | 39394
2599 | 9630 | 41228
2600 | 10293 | 44889
2601 | 10852 | 48367
2602 | 11188 | 50562
2603 | 11368 | 52527
2604 | 11384 | 51669
2605 | 11121 | 49303
2606 | 10824 | 47464
2607 | 10633 | 46337
2608 | 10690 | 45687
2609 | 11317 | 46664
2610 | 11696 | 48363
2611 | 11734 | 49389
2612 | 11850 | 50623
2613 | 12244 | 50946
2614 | 11701 | 49591
2615 | 10860 | 46089
2616 | 10148 | 43353
2617 | 9692 | 42033
2618 | 9554 | 41555
2619 | 9488 | 42225
2620 | 9597 | 44345
2621 | 10075 | 49319
2622 | 11221 | 57621
2623 | 12938 | 63307
2624 | 14026 | 66091
2625 | 14341 | 66763
2626 | 14276 | 68023
2627 | 14250 | 69223
2628 | 14102 | 68629
2629 | 14119 | 67751
2630 | 13983 | 66537
2631 | 13915 | 65244
2632 | 13950 | 63410
2633 | 14062 | 62531
2634 | 13551 | 62244
2635 | 13317 | 62211
2636 | 13200 | 61745
2637 | 13499 | 60674
2638 | 12665 | 56349
2639 | 11765 | 51168
2640 | 10868 | 47744
2641 | 10281 | 45778
2642 | 10021 | 44845
2643 | 9937 | 45355
2644 | 9963 | 47160
2645 | 10380 | 51363
2646 | 11342 | 58794
2647 | 13041 | 64078
2648 | 14119 | 66676
2649 | 14465 | 67155
2650 | 14443 | 68375
2651 | 14367 | 69537
2652 | 14107 | 68871
2653 | 14094 | 68443
2654 | 14001 | 67119
2655 | 13921 | 65770
2656 | 13966 | 63922
2657 | 14121 | 63013
2658 | 13490 | 62740
2659 | 13246 | 62517
2660 | 13257 | 62285
2661 | 13586 | 61352
2662 | 12794 | 57152
2663 | 11874 | 51774
2664 | 10968 | 47890
2665 | 10359 | 46013
2666 | 10115 | 45105
2667 | 10001 | 45450
2668 | 10036 | 46894
2669 | 10413 | 51053
2670 | 11406 | 58465
2671 | 13105 | 63925
2672 | 14326 | 66792
2673 | 14927 | 67374
2674 | 15074 | 68587
2675 | 15045 | 69528
2676 | 14824 | 68790
2677 | 14801 | 67804
2678 | 14612 | 66310
2679 | 14392 | 64957
2680 | 14349 | 63156
2681 | 14551 | 62447
2682 | 13961 | 61960
2683 | 13681 | 61816
2684 | 13533 | 61226
2685 | 13692 | 60370
2686 | 12865 | 56104
2687 | 11939 | 51344
2688 | 11013 | 47900
2689 | 10402 | 46041
2690 | 10135 | 45163
2691 | 10021 | 45783
2692 | 9985 | 47433
2693 | 10390 | 51366
2694 | 11517 | 58491
2695 | 13150 | 63575
2696 | 14373 | 66221
2697 | 14816 | 67039
2698 | 14908 | 68096
2699 | 14759 | 68951
2700 | 14461 | 67855
2701 | 14321 | 67126
2702 | 14132 | 65592
2703 | 14020 | 64207
2704 | 14022 | 62410
2705 | 14093 | 61784
2706 | 13712 | 61739
2707 | 13523 | 61807
2708 | 13421 | 61338
2709 | 13662 | 60589
2710 | 12879 | 56476
2711 | 11948 | 51392
2712 | 11050 | 47908
2713 | 10462 | 45952
2714 | 10176 | 45064
2715 | 10045 | 45531
2716 | 10088 | 47131
2717 | 10411 | 51149
2718 | 11405 | 58344
2719 | 13080 | 63738
2720 | 14139 | 66342
2721 | 14457 | 67042
2722 | 14520 | 67971
2723 | 14541 | 68643
2724 | 14355 | 67687
2725 | 14271 | 66391
2726 | 14117 | 64703
2727 | 13936 | 63099
2728 | 13884 | 61499
2729 | 13932 | 60942
2730 | 13572 | 60430
2731 | 13288 | 59831
2732 | 13039 | 59103
2733 | 13130 | 58042
2734 | 12441 | 54563
2735 | 11767 | 50235
2736 | 10930 | 46632
2737 | 10269 | 44528
2738 | 9832 | 43026
2739 | 9698 | 42672
2740 | 9646 | 42951
2741 | 9748 | 43704
2742 | 10010 | 45030
2743 | 10660 | 48466
2744 | 11622 | 52785
2745 | 12547 | 55839
2746 | 12878 | 57637
2747 | 13006 | 58423
2748 | 12957 | 57533
2749 | 12673 | 55742
2750 | 12465 | 54103
2751 | 12471 | 53139
2752 | 12417 | 52474
2753 | 12564 | 53167
2754 | 12429 | 53637
2755 | 12160 | 52984
2756 | 11937 | 51919
2757 | 12202 | 50826
2758 | 11772 | 48711
2759 | 11105 | 45199
2760 | 10404 | 41813
2761 | 9837 | 39394
2762 | 9517 | 38104
2763 | 9387 | 37809
2764 | 9291 | 38115
2765 | 9313 | 38476
2766 | 9267 | 38387
2767 | 9585 | 40602
2768 | 10308 | 44448
2769 | 10968 | 47872
2770 | 11504 | 50430
2771 | 11862 | 52506
2772 | 12009 | 52130
2773 | 11859 | 50011
2774 | 11658 | 48359
2775 | 11541 | 47527
2776 | 11604 | 46915
2777 | 11997 | 47900
2778 | 12124 | 49620
2779 | 11946 | 50092
2780 | 11839 | 50734
2781 | 11995 | 51171
2782 | 11584 | 50154
2783 | 10840 | 46626
2784 | 10175 | 43721
2785 | 9685 | 42213
2786 | 9433 | 41596
2787 | 9334 | 42153
2788 | 9354 | 44161
2789 | 9513 | 48937
2790 | 9680 | 57636
2791 | 10203 | 64034
2792 | 10812 | 67457
2793 | 11293 | 68635
2794 | 11432 | 70067
2795 | 11353 | 71467
2796 | 11262 | 70954
2797 | 10968 | 70174
2798 | 10723 | 69128
2799 | 10627 | 68015
2800 | 10807 | 66210
2801 | 11404 | 65650
2802 | 11580 | 65388
2803 | 11592 | 64794
2804 | 11614 | 63337
2805 | 12117 | 61549
2806 | 11809 | 57582
2807 | 11055 | 52581
2808 | 10366 | 49079
2809 | 9865 | 47198
2810 | 9668 | 46328
2811 | 9649 | 46916
2812 | 9730 | 48503
2813 | 10143 | 52445
2814 | 11139 | 59873
2815 | 12773 | 65348
2816 | 13954 | 68126
2817 | 14477 | 68590
2818 | 14636 | 69711
2819 | 14764 | 71021
2820 | 14662 | 70330
2821 | 14608 | 69747
2822 | 14381 | 68598
2823 | 14256 | 67089
2824 | 14188 | 65515
2825 | 14223 | 64917
2826 | 13647 | 64485
2827 | 13468 | 63955
2828 | 13219 | 62745
2829 | 13492 | 62117
2830 | 12857 | 58758
2831 | 11955 | 54101
2832 | 11038 | 50055
2833 | 10461 | 48044
2834 | 10175 | 47315
2835 | 10060 | 47981
2836 | 10105 | 49526
2837 | 10499 | 53020
2838 | 11372 | 59894
2839 | 12964 | 64941
2840 | 14143 | 67291
2841 | 14571 | 67948
2842 | 14621 | 69025
2843 | 14592 | 70012
2844 | 14536 | 69110
2845 | 14564 | 68223
2846 | 14533 | 67132
2847 | 14562 | 66028
2848 | 14574 | 64285
2849 | 14675 | 63409
2850 | 13981 | 63365
2851 | 13726 | 63123
2852 | 13590 | 62488
2853 | 13605 | 61986
2854 | 12776 | 58005
2855 | 11942 | 53060
2856 | 11058 | 49371
2857 | 10482 | 47235
2858 | 10188 | 46045
2859 | 10073 | 46240
2860 | 10117 | 47776
2861 | 10494 | 51697
2862 | 11442 | 59035
2863 | 13029 | 64844
2864 | 14152 | 67357
2865 | 14700 | 67796
2866 | 14820 | 68876
2867 | 14816 | 70340
2868 | 14678 | 69248
2869 | 14670 | 68474
2870 | 14482 | 66970
2871 | 14218 | 65911
2872 | 14109 | 64177
2873 | 14176 | 63211
2874 | 13880 | 62409
2875 | 13667 | 61804
2876 | 13455 | 60164
2877 | 13568 | 58215
2878 | 12926 | 54459
2879 | 12010 | 49838
2880 | 11096 | 45963
2881 | 10524 | 43453
2882 | 10272 | 41732
2883 | 10149 | 41422
2884 | 10208 | 41455
2885 | 10540 | 40606
2886 | 11363 | 38831
2887 | 12851 | 40685
2888 | 14044 | 44048
2889 | 14583 | 47207
2890 | 14671 | 49227
2891 | 14711 | 51289
2892 | 14509 | 50696
2893 | 14396 | 48773
2894 | 14249 | 47111
2895 | 14000 | 46138
2896 | 13943 | 45578
2897 | 13990 | 46369
2898 | 13631 | 47287
2899 | 13335 | 47394
2900 | 13053 | 47353
2901 | 13134 | 48099
2902 | 12639 | 46889
2903 | 11890 | 43468
2904 | 11047 | 40110
2905 | 10442 | 38148
2906 | 10135 | 37302
2907 | 10017 | 37572
2908 | 9944 | 38458
2909 | 10001 | 39610
2910 | 10172 | 40956
2911 | 10816 | 44413
2912 | 11572 | 48692
2913 | 12323 | 51720
2914 | 12513 | 53225
2915 | 12498 | 54004
2916 | 12265 | 53636
2917 | 11976 | 51964
2918 | 11724 | 50630
2919 | 11523 | 49846
2920 | 11607 | 49230
2921 | 11910 | 49912
2922 | 12045 | 50727
2923 | 12034 | 50738
2924 | 11939 | 49913
2925 | 12134 | 50052
2926 | 11870 | 48269
2927 | 11202 | 44763
2928 | 10521 | 41235
2929 | 9954 | 39045
2930 | 9646 | 37780
2931 | 9511 | 37712
2932 | 9404 | 38105
2933 | 9381 | 38289
2934 | 9268 | 38124
2935 | 9612 | 40214
2936 | 10231 | 43560
2937 | 10861 | 46841
2938 | 11287 | 49317
2939 | 11620 | 52128
2940 | 11932 | 51847
2941 | 12002 | 50138
2942 | 11960 | 48726
2943 | 11893 | 48002
2944 | 11924 | 47956
2945 | 12397 | 49473
2946 | 12388 | 50998
2947 | 12164 | 50772
2948 | 11964 | 50537
2949 | 12142 | 50661
2950 | 11964 | 49679
2951 | 11156 | 46063
2952 | 10477 | 43053
2953 | 9998 | 41471
2954 | 9754 | 40892
2955 | 9629 | 41352
2956 | 9672 | 43098
2957 | 10013 | 47926
2958 | 10837 | 56732
2959 | 12227 | 63191
2960 | 13502 | 66657
2961 | 14062 | 67702
2962 | 14265 | 69193
2963 | 14347 | 70494
2964 | 14137 | 69920
2965 | 14073 | 68854
2966 | 13929 | 67299
2967 | 13811 | 65629
2968 | 13843 | 63873
2969 | 13877 | 63212
2970 | 13421 | 62752
2971 | 13050 | 62509
2972 | 12711 | 61093
2973 | 13072 | 60406
2974 | 12556 | 56318
2975 | 11887 | 51216
2976 | 11048 | 47395
2977 | 10422 | 45510
2978 | 10131 | 44566
2979 | 10021 | 44915
2980 | 10038 | 46313
2981 | 10127 | 50178
2982 | 10373 | 58408
2983 | 11202 | 65099
2984 | 12106 | 67813
2985 | 12720 | 68684
2986 | 12984 | 70298
2987 | 13068 | 71501
2988 | 13182 | 70670
2989 | 13350 | 69475
2990 | 13115 | 67653
2991 | 12732 | 66721
2992 | 12590 | 65399
2993 | 12726 | 65437
2994 | 12564 | 64892
2995 | 12359 | 64048
2996 | 12162 | 61772
2997 | 12402 | 60589
2998 | 12253 | 56614
2999 | 11625 | 51486
3000 | 10859 | 47653
3001 | 10251 | 45811
3002 | 9962 | 44747
3003 | 9860 | 44846
3004 | 9927 | 46351
3005 | 10228 | 50353
3006 | 11045 | 57870
3007 | 12445 | 63975
3008 | 13614 | 67106
3009 | 14223 | 67826
3010 | 14458 | 68885
3011 | 14606 | 69985
3012 | 14547 | 69380
3013 | 14628 | 68735
3014 | 14465 | 67378
3015 | 14375 | 65922
3016 | 14305 | 64577
3017 | 14402 | 63981
3018 | 13756 | 63872
3019 | 13500 | 63155
3020 | 13166 | 61514
3021 | 13203 | 60893
3022 | 12669 | 57309
3023 | 11922 | 51795
3024 | 11020 | 48039
3025 | 10448 | 46260
3026 | 10160 | 45252
3027 | 10092 | 45524
3028 | 10094 | 47320
3029 | 10432 | 50707
3030 | 11192 | 58321
3031 | 12536 | 64190
3032 | 13757 | 67102
3033 | 14333 | 67721
3034 | 14453 | 68914
3035 | 14452 | 69863
3036 | 14229 | 68951
3037 | 14205 | 68388
3038 | 14123 | 67090
3039 | 14070 | 65742
3040 | 14033 | 64220
3041 | 14075 | 63455
3042 | 13643 | 63081
3043 | 13437 | 62309
3044 | 13174 | 60694
3045 | 13181 | 60104
3046 | 12741 | 56344
3047 | 11963 | 51288
3048 | 11056 | 47743
3049 | 10518 | 45827
3050 | 10196 | 44630
3051 | 10078 | 44863
3052 | 10147 | 46406
3053 | 10422 | 50181
3054 | 11178 | 57424
3055 | 12626 | 63623
3056 | 13931 | 66236
3057 | 14488 | 66840
3058 | 14646 | 68017
3059 | 14643 | 68695
3060 | 14384 | 67589
3061 | 14223 | 66084
3062 | 14196 | 64144
3063 | 14045 | 62720
3064 | 13950 | 61642
3065 | 14030 | 61398
3066 | 13663 | 61011
3067 | 13375 | 60305
3068 | 13080 | 58583
3069 | 13028 | 57839
3070 | 12581 | 54471
3071 | 11949 | 49965
3072 | 11074 | 46018
3073 | 10450 | 43710
3074 | 10099 | 41973
3075 | 9913 | 41592
3076 | 9866 | 41915
3077 | 9884 | 42441
3078 | 10035 | 44181
3079 | 10721 | 48170
3080 | 11711 | 52608
3081 | 12547 | 56028
3082 | 12814 | 57755
3083 | 12783 | 58325
3084 | 12650 | 57169
3085 | 12406 | 55193
3086 | 12211 | 53243
3087 | 12169 | 52093
3088 | 12327 | 51665
3089 | 12611 | 52216
3090 | 12526 | 52615
3091 | 12284 | 51834
3092 | 12006 | 50250
3093 | 12057 | 50164
3094 | 11894 | 48285
3095 | 11251 | 44634
3096 | 10503 | 41324
3097 | 9987 | 39318
3098 | 9650 | 38146
3099 | 9490 | 37837
3100 | 9394 | 38134
3101 | 9301 | 38307
3102 | 9195 | 38364
3103 | 9510 | 41081
3104 | 10151 | 45046
3105 | 10694 | 48282
3106 | 10988 | 50315
3107 | 11011 | 52234
3108 | 11003 | 51343
3109 | 10868 | 49278
3110 | 10701 | 47243
3111 | 10619 | 45902
3112 | 10762 | 45033
3113 | 11297 | 46045
3114 | 11640 | 47507
3115 | 11656 | 48316
3116 | 11644 | 48738
3117 | 11899 | 50463
3118 | 11883 | 49882
3119 | 11097 | 46162
3120 | 10429 | 43163
3121 | 10008 | 41617
3122 | 9801 | 41048
3123 | 9755 | 41491
3124 | 9859 | 43341
3125 | 10243 | 47474
3126 | 11175 | 55994
3127 | 12731 | 62623
3128 | 14022 | 66011
3129 | 14549 | 66914
3130 | 14640 | 68606
3131 | 14768 | 69826
3132 | 14679 | 68907
3133 | 14758 | 68261
3134 | 14653 | 67022
3135 | 14450 | 66082
3136 | 14419 | 64009
3137 | 14461 | 63279
3138 | 13974 | 62749
3139 | 13587 | 62498
3140 | 13190 | 60603
3141 | 13199 | 59980
3142 | 12863 | 56355
3143 | 12006 | 51173
3144 | 11124 | 47443
3145 | 10484 | 45413
3146 | 10250 | 44202
3147 | 10138 | 44344
3148 | 10130 | 45694
3149 | 10363 | 49279
3150 | 11131 | 57050
3151 | 12799 | 63235
3152 | 14071 | 66162
3153 | 14598 | 66910
3154 | 14685 | 68456
3155 | 14666 | 69832
3156 | 14522 | 69462
3157 | 14495 | 69141
3158 | 14431 | 68306
3159 | 14189 | 67048
3160 | 14150 | 65601
3161 | 14237 | 64871
3162 | 13647 | 64746
3163 | 13309 | 64102
3164 | 12968 | 61934
3165 | 12982 | 60617
3166 | 12777 | 56793
3167 | 11973 | 51615
3168 | 11092 | 47840
3169 | 10475 | 45815
3170 | 10201 | 44528
3171 | 10064 | 44914
3172 | 10086 | 46109
3173 | 10285 | 49334
3174 | 11188 | 57002
3175 | 12688 | 63079
3176 | 13847 | 65824
3177 | 14362 | 66319
3178 | 14466 | 67613
3179 | 14487 | 68670
3180 | 14317 | 67954
3181 | 14294 | 67490
3182 | 14139 | 66053
3183 | 14021 | 64383
3184 | 13930 | 62507
3185 | 13995 | 62102
3186 | 13487 | 61796
3187 | 13120 | 60938
3188 | 12796 | 58841
3189 | 12707 | 57527
3190 | 12466 | 54033
3191 | 11782 | 49433
3192 | 10826 | 45555
3193 | 10189 | 43234
3194 | 9891 | 41825
3195 | 9762 | 41417
3196 | 9690 | 41367
3197 | 9637 | 40372
3198 | 9675 | 39881
3199 | 10123 | 42704
3200 | 10719 | 46473
3201 | 11315 | 49149
3202 | 11596 | 50755
3203 | 11650 | 51964
3204 | 11618 | 51160
3205 | 11438 | 49228
3206 | 11225 | 47673
3207 | 11103 | 46436
3208 | 11253 | 45768
3209 | 11744 | 46520
3210 | 11897 | 47861
3211 | 11777 | 48298
3212 | 11676 | 48266
3213 | 11759 | 48910
3214 | 11703 | 47625
3215 | 11087 | 44028
3216 | 10390 | 41180
3217 | 9873 | 39431
3218 | 9643 | 38430
3219 | 9554 | 38602
3220 | 9585 | 40025
3221 | 9700 | 42768
3222 | 10280 | 48141
3223 | 11318 | 53579
3224 | 12362 | 57565
3225 | 13022 | 59394
3226 | 13228 | 60650
3227 | 13165 | 61471
3228 | 12972 | 60972
3229 | 12746 | 59390
3230 | 12538 | 57902
3231 | 12449 | 56684
3232 | 12556 | 55796
3233 | 12959 | 55866
3234 | 12777 | 55696
3235 | 12584 | 54896
3236 | 12318 | 53250
3237 | 12226 | 52751
3238 | 12141 | 50703
3239 | 11589 | 46671
3240 | 10747 | 43224
3241 | 10154 | 41064
3242 | 9815 | 39762
3243 | 9632 | 39546
3244 | 9589 | 40062
3245 | 9584 | 40224
3246 | 9755 | 42071
3247 | 10423 | 45585
3248 | 11318 | 49902
3249 | 12299 | 52942
3250 | 12843 | 54834
3251 | 13005 | 56106
3252 | 12953 | 55503
3253 | 12785 | 53851
3254 | 12399 | 52454
3255 | 12160 | 51596
3256 | 12043 | 51179
3257 | 12250 | 51625
3258 | 12253 | 52277
3259 | 12059 | 51528
3260 | 11805 | 49699
3261 | 11743 | 48899
3262 | 11797 | 47331
3263 | 11174 | 44201
3264 | 10514 | 41135
3265 | 9954 | 39006
3266 | 9626 | 37705
3267 | 9477 | 37456
3268 | 9404 | 37669
3269 | 9264 | 37297
3270 | 9178 | 37446
3271 | 9457 | 39518
3272 | 9996 | 43246
3273 | 10575 | 46733
3274 | 10968 | 49232
3275 | 11230 | 51370
3276 | 11345 | 50793
3277 | 11153 | 49015
3278 | 10930 | 47477
3279 | 10825 | 46614
3280 | 11022 | 46115
3281 | 11659 | 47310
3282 | 11880 | 48806
3283 | 11805 | 48845
3284 | 11686 | 48178
3285 | 11658 | 48853
3286 | 11740 | 48735
3287 | 11030 | 45128
3288 | 10337 | 42371
3289 | 9882 | 41027
3290 | 9684 | 40308
3291 | 9658 | 40828
3292 | 9737 | 42565
3293 | 10038 | 46488
3294 | 11006 | 55181
3295 | 12693 | 61971
3296 | 14030 | 65278
3297 | 14520 | 66241
3298 | 14678 | 67798
3299 | 14935 | 68996
3300 | 14883 | 68488
3301 | 14918 | 67849
3302 | 14882 | 66732
3303 | 14908 | 65342
3304 | 15012 | 63453
3305 | 15035 | 62881
3306 | 14407 | 62705
3307 | 13972 | 62466
3308 | 13421 | 60701
3309 | 13100 | 59677
3310 | 12795 | 56369
3311 | 11947 | 51219
3312 | 11072 | 47528
3313 | 10472 | 45457
3314 | 10147 | 44406
3315 | 10077 | 44795
3316 | 10089 | 46164
3317 | 10295 | 49352
3318 | 11182 | 57354
3319 | 12889 | 63499
3320 | 13997 | 66738
3321 | 14529 | 67989
3322 | 14611 | 69509
3323 | 14693 | 70813
3324 | 14590 | 70053
3325 | 14686 | 69109
3326 | 14552 | 67787
3327 | 14449 | 66427
3328 | 14529 | 65235
3329 | 14554 | 64706
3330 | 14018 | 64237
3331 | 13681 | 63397
3332 | 13237 | 60931
3333 | 13006 | 59633
3334 | 12828 | 56518
3335 | 12067 | 51501
3336 | 11145 | 47988
3337 | 10494 | 45962
3338 | 10175 | 44609
3339 | 10050 | 44768
3340 | 10103 | 46571
3341 | 10329 | 49679
3342 | 11224 | 57328
3343 | 12866 | 63622
3344 | 13978 | 66458
3345 | 14439 | 67391
3346 | 14516 | 68959
3347 | 14571 | 69994
3348 | 14480 | 69110
3349 | 14494 | 68238
3350 | 14363 | 66837
3351 | 14283 | 65734
3352 | 14268 | 64417
3353 | 14328 | 63811
3354 | 13782 | 63456
3355 | 13447 | 62732
3356 | 13075 | 60469
3357 | 12865 | 59216
3358 | 12739 | 56297
3359 | 12017 | 51532
3360 | 11108 | 47921
3361 | 10488 | 46068
3362 | 10168 | 45229
3363 | 10087 | 45554
3364 | 10137 | 46795
3365 | 10276 | 49675
3366 | 11189 | 57125
3367 | 12897 | 63207
3368 | 13970 | 66291
3369 | 14320 | 67002
3370 | 14385 | 68155
3371 | 14403 | 69697
3372 | 14340 | 68785
3373 | 14309 | 67932
3374 | 14224 | 66550
3375 | 14161 | 65398
3376 | 14206 | 64092
3377 | 14218 | 63504
3378 | 13817 | 63115
3379 | 13562 | 62665
3380 | 13309 | 60479
3381 | 13098 | 59402
3382 | 12858 | 56598
3383 | 12087 | 51520
3384 | 11168 | 48160
3385 | 10516 | 46151
3386 | 10212 | 45156
3387 | 10085 | 45441
3388 | 10115 | 46884
3389 | 10322 | 49923
3390 | 11227 | 57392
3391 | 12866 | 63753
3392 | 14092 | 66677
3393 | 14613 | 67296
3394 | 14607 | 68161
3395 | 14574 | 68820
3396 | 14403 | 67960
3397 | 14451 | 66454
3398 | 14348 | 64488
3399 | 14196 | 62977
3400 | 14180 | 61881
3401 | 14188 | 61550
3402 | 13746 | 60974
3403 | 13357 | 59983
3404 | 13043 | 57833
3405 | 12804 | 56547
3406 | 12577 | 54108
3407 | 11940 | 49641
3408 | 11122 | 45925
3409 | 10458 | 43826
3410 | 10118 | 42398
3411 | 9917 | 42019
3412 | 9876 | 42145
3413 | 9765 | 42309
3414 | 9981 | 43984
3415 | 10736 | 47849
3416 | 11742 | 51859
3417 | 12583 | 54909
3418 | 12928 | 56433
3419 | 12954 | 57125
3420 | 12766 | 55835
3421 | 12412 | 53624
3422 | 12071 | 51701
3423 | 11812 | 50617
3424 | 11760 | 50196
3425 | 11983 | 50917
3426 | 12016 | 51540
3427 | 11895 | 51220
3428 | 11685 | 49377
3429 | 11492 | 48348
3430 | 11681 | 47104
3431 | 11130 | 43593
3432 | 10535 | 40305
3433 | 9900 | 37897
3434 | 9546 | 36363
3435 | 9390 | 35842
3436 | 9343 | 36080
3437 | 9092 | 35621
3438 | 9027 | 35990
3439 | 9294 | 38645
3440 | 9805 | 42244
3441 | 10296 | 44847
3442 | 10531 | 46890
3443 | 10591 | 48979
3444 | 10582 | 48342
3445 | 10428 | 46175
3446 | 10186 | 44287
3447 | 10076 | 43104
3448 | 10244 | 42651
3449 | 10809 | 43381
3450 | 11220 | 44679
3451 | 11361 | 45004
3452 | 11387 | 44490
3453 | 11391 | 44960
3454 | 11481 | 44769
3455 | 10919 | 41574
3456 | 10245 | 38536
3457 | 9745 | 36556
3458 | 9495 | 35366
3459 | 9377 | 35062
3460 | 9355 | 35427
3461 | 9294 | 35520
3462 | 9404 | 36299
3463 | 9796 | 38652
3464 | 10427 | 42330
3465 | 11067 | 45638
3466 | 11430 | 47963
3467 | 11619 | 50436
3468 | 11697 | 50440
3469 | 11632 | 48703
3470 | 11479 | 46853
3471 | 11383 | 46156
3472 | 11500 | 45914
3473 | 12061 | 47456
3474 | 12156 | 48767
3475 | 12008 | 48826
3476 | 11878 | 47902
3477 | 11817 | 47783
3478 | 11840 | 47671
3479 | 11132 | 44326
3480 | 10407 | 41416
3481 | 9898 | 39829
3482 | 9718 | 39088
3483 | 9651 | 39368
3484 | 9726 | 41088
3485 | 9942 | 45152
3486 | 11000 | 53645
3487 | 12767 | 60529
3488 | 14023 | 64245
3489 | 14590 | 65840
3490 | 14688 | 67866
3491 | 14720 | 69525
3492 | 14599 | 68796
3493 | 14549 | 68326
3494 | 14469 | 67119
3495 | 14389 | 65734
3496 | 14357 | 64162
3497 | 14417 | 63908
3498 | 13899 | 63525
3499 | 13563 | 62682
3500 | 13171 | 59990
3501 | 12862 | 58382
3502 | 12769 | 55846
3503 | 11985 | 50887
3504 | 11116 | 47424
3505 | 10500 | 45542
3506 | 10229 | 44565
3507 | 10110 | 44777
3508 | 10111 | 46055
3509 | 10282 | 49138
3510 | 11219 | 56785
3511 | 12892 | 63126
3512 | 14092 | 66378
3513 | 14587 | 67590
3514 | 14615 | 69200
3515 | 14692 | 70301
3516 | 14623 | 68833
3517 | 14644 | 67866
3518 | 14490 | 66986
3519 | 14364 | 65760
3520 | 14294 | 64253
3521 | 14353 | 63650
3522 | 13698 | 63284
3523 | 13356 | 62422
3524 | 13056 | 60008
3525 | 12842 | 58492
3526 | 12762 | 56133
3527 | 12030 | 51193
3528 | 11120 | 47756
3529 | 10518 | 45553
3530 | 10217 | 44351
3531 | 10124 | 44689
3532 | 10143 | 46106
3533 | 10306 | 49091
3534 | 11234 | 56661
3535 | 12935 | 62650
3536 | 14206 | 65596
3537 | 14794 | 66581
3538 | 14959 | 68047
3539 | 14987 | 69553
3540 | 14793 | 68918
3541 | 14680 | 68138
3542 | 14557 | 66887
3543 | 14396 | 66183
3544 | 14228 | 64861
3545 | 14305 | 64453
3546 | 13824 | 63706
3547 | 13549 | 62714
3548 | 13203 | 60098
3549 | 12755 | 58515
3550 | 12645 | 55884
3551 | 11984 | 50777
3552 | 11149 | 47270
3553 | 10522 | 45176
3554 | 10216 | 44211
3555 | 10171 | 44460
3556 | 10187 | 45799
3557 | 10296 | 48637
3558 | 11243 | 56061
3559 | 12833 | 62368
3560 | 14052 | 65525
3561 | 14613 | 66601
3562 | 14734 | 67903
3563 | 14802 | 68729
3564 | 14683 | 68041
3565 | 14749 | 66666
3566 | 14666 | 65114
3567 | 14555 | 63829
3568 | 14554 | 62568
3569 | 14592 | 62080
3570 | 14153 | 61626
3571 | 13745 | 60838
3572 | 13297 | 58238
3573 | 12883 | 56549
3574 | 12616 | 54323
3575 | 11956 | 50298
3576 | 11107 | 46591
3577 | 10404 | 44253
3578 | 10039 | 42911
3579 | 9837 | 42656
3580 | 9737 | 42771
3581 | 9572 | 42823
3582 | 9864 | 44727
3583 | 10525 | 48142
3584 | 11443 | 52435
3585 | 12277 | 55641
3586 | 12630 | 57397
3587 | 12644 | 58253
3588 | 12440 | 57020
3589 | 12141 | 55224
3590 | 11853 | 53173
3591 | 11622 | 52164
3592 | 11587 | 51810
3593 | 11891 | 52065
3594 | 11956 | 52282
3595 | 11793 | 51516
3596 | 11571 | 49142
3597 | 11378 | 48177
3598 | 11585 | 47968
3599 | 11148 | 44454
3600 | 10456 | 41180
3601 | 9920 | 38937
3602 | 9559 | 37964
3603 | 9378 | 37646
3604 | 9312 | 37694
3605 | 9089 | 36956
3606 | 9073 | 37274
3607 | 9413 | 39684
3608 | 10086 | 43433
3609 | 10800 | 46714
3610 | 11281 | 49304
3611 | 11617 | 51828
3612 | 11878 | 51220
3613 | 11858 | 49255
3614 | 11888 | 47856
3615 | 11808 | 47041
3616 | 11908 | 46666
3617 | 12371 | 47983
3618 | 12484 | 49458
3619 | 12424 | 49497
3620 | 12240 | 48656
3621 | 12054 | 48820
3622 | 11884 | 49290
3623 | 11147 | 45820
3624 | 10455 | 43032
3625 | 9985 | 41477
3626 | 9816 | 40575
3627 | 9769 | 40906
3628 | 9816 | 42481
3629 | 9966 | 46013
3630 | 11018 | 54941
3631 | 12649 | 61677
3632 | 13897 | 65249
3633 | 14323 | 66321
3634 | 14450 | 67926
3635 | 14518 | 69701
3636 | 14342 | 69102
3637 | 14439 | 68311
3638 | 14240 | 67026
3639 | 14136 | 65603
3640 | 14149 | 63876
3641 | 14218 | 63399
3642 | 13741 | 62931
3643 | 13466 | 61977
3644 | 13067 | 59432
3645 | 12827 | 57802
3646 | 12641 | 55731
3647 | 11883 | 50805
3648 | 11034 | 47243
3649 | 10445 | 45117
3650 | 10179 | 44316
3651 | 10035 | 44456
3652 | 10050 | 45815
3653 | 10195 | 48929
3654 | 11194 | 56982
3655 | 12992 | 63442
3656 | 14288 | 66876
3657 | 14936 | 67867
3658 | 15162 | 69736
3659 | 15331 | 71013
3660 | 15231 | 70065
3661 | 15233 | 69428
3662 | 15166 | 68581
3663 | 15082 | 67534
3664 | 15075 | 65886
3665 | 15046 | 65196
3666 | 14404 | 64722
3667 | 13955 | 63755
3668 | 13534 | 61084
3669 | 13107 | 59127
3670 | 12804 | 56879
3671 | 12055 | 51935
3672 | 11186 | 48124
3673 | 10569 | 46070
3674 | 10268 | 45015
3675 | 10136 | 44956
3676 | 10127 | 45692
3677 | 10211 | 48499
3678 | 11182 | 56542
3679 | 12880 | 62858
3680 | 14092 | 66247
3681 | 14613 | 67200
3682 | 14736 | 68818
3683 | 14786 | 70252
3684 | 14652 | 69406
3685 | 14706 | 68681
3686 | 14546 | 67478
3687 | 14373 | 66430
3688 | 14324 | 64474
3689 | 14358 | 63548
3690 | 13743 | 62786
3691 | 13379 | 61641
3692 | 13038 | 58843
3693 | 12705 | 56869
3694 | 12708 | 54934
3695 | 12140 | 50322
3696 | 11227 | 46631
3697 | 10585 | 44457
3698 | 10234 | 43119
3699 | 10113 | 42875
3700 | 10105 | 43158
3701 | 10209 | 43200
3702 | 11218 | 45483
3703 | 12885 | 49310
3704 | 14080 | 52694
3705 | 14548 | 54763
3706 | 14596 | 56348
3707 | 14599 | 57615
3708 | 14413 | 57187
3709 | 14471 | 55440
3710 | 14385 | 54158
3711 | 14388 | 53109
3712 | 14415 | 52144
3713 | 14404 | 52514
3714 | 13929 | 53039
3715 | 13677 | 52935
3716 | 13353 | 51805
3717 | 12877 | 50962
3718 | 12814 | 50619
3719 | 12265 | 46922
3720 | 11371 | 43838
3721 | 10743 | 41941
3722 | 10399 | 41012
3723 | 10284 | 40825
3724 | 10248 | 41805
3725 | 10308 | 44732
3726 | 11194 | 51264
3727 | 12810 | 57239
3728 | 14083 | 60885
3729 | 14792 | 62890
3730 | 14978 | 64324
3731 | 15101 | 65514
3732 | 14934 | 64727
3733 | 14938 | 63517
3734 | 14908 | 62158
3735 | 14718 | 61128
3736 | 14654 | 59916
3737 | 14694 | 59783
3738 | 14339 | 59182
3739 | 13995 | 58197
3740 | 13591 | 55606
3741 | 13034 | 53988
3742 | 12643 | 53099
3743 | 12033 | 49347
3744 | 11184 | 45966
3745 | 10529 | 43568
3746 | 10149 | 41930
3747 | 9984 | 41254
3748 | 9886 | 41321
3749 | 9690 | 41508
3750 | 9849 | 43880
3751 | 10484 | 47355
3752 | 11295 | 51623
3753 | 12060 | 54860
3754 | 12313 | 57049
3755 | 12264 | 58132
3756 | 12087 | 57092
3757 | 11805 | 55327
3758 | 11595 | 53649
3759 | 11421 | 52541
3760 | 11496 | 51724
3761 | 11791 | 52082
3762 | 11858 | 51975
3763 | 11769 | 51231
3764 | 11669 | 49311
3765 | 11401 | 47919
3766 | 11492 | 47509
3767 | 11127 | 44664
3768 | 10521 | 41236
3769 | 9960 | 38939
3770 | 9644 | 37678
3771 | 9458 | 37104
3772 | 9362 | 36853
3773 | 9066 | 36317
3774 | 9062 | 37162
3775 | 9401 | 39277
3776 | 9966 | 42731
3777 | 10554 | 46184
3778 | 10848 | 48497
3779 | 11077 | 50743
3780 | 11181 | 50443
3781 | 11015 | 48652
3782 | 10807 | 47198
3783 | 10699 | 46280
3784 | 10834 | 45765
3785 | 11330 | 47102
3786 | 11598 | 48666
3787 | 11663 | 49041
3788 | 11573 | 48438
3789 | 11310 | 48075
3790 | 11491 | 48879
3791 | 11022 | 45592
3792 | 10436 | 42907
3793 | 9985 | 41291
3794 | 9790 | 40609
3795 | 9698 | 40578
3796 | 9763 | 41800
3797 | 9895 | 45329
3798 | 10930 | 54765
3799 | 12474 | 61786
3800 | 13809 | 65346
3801 | 14281 | 66724
3802 | 14390 | 68402
3803 | 14461 | 69731
3804 | 14300 | 68961
3805 | 14375 | 68055
3806 | 14254 | 66643
3807 | 14141 | 65837
3808 | 14140 | 64463
3809 | 14185 | 63904
3810 | 13650 | 63679
3811 | 13326 | 62778
3812 | 12964 | 60066
3813 | 12547 | 57501
3814 | 12505 | 55220
3815 | 11881 | 50527
3816 | 11080 | 47223
3817 | 10524 | 45540
3818 | 10227 | 44255
3819 | 10059 | 44471
3820 | 10053 | 45615
3821 | 10171 | 48418
3822 | 11086 | 56854
3823 | 12777 | 63258
3824 | 14008 | 66237
3825 | 14565 | 67111
3826 | 14722 | 68592
3827 | 14805 | 69893
3828 | 14583 | 69074
3829 | 14533 | 68275
3830 | 14383 | 66953
3831 | 14281 | 65777
3832 | 14306 | 64570
3833 | 14330 | 64307
3834 | 13715 | 63840
3835 | 13388 | 63012
3836 | 12998 | 60437
3837 | 12589 | 58211
3838 | 12578 | 55758
3839 | 12037 | 50984
3840 | 11172 | 47423
3841 | 10558 | 45496
3842 | 10260 | 44600
3843 | 10090 | 44985
3844 | 10055 | 45907
3845 | 10127 | 48968
3846 | 11088 | 56943
3847 | 12722 | 63460
3848 | 13895 | 66523
3849 | 14380 | 67325
3850 | 14521 | 68781
3851 | 14570 | 70052
3852 | 14456 | 69294
3853 | 14516 | 68625
3854 | 14381 | 67469
3855 | 14320 | 66489
3856 | 14278 | 65041
3857 | 14335 | 64395
3858 | 13747 | 63662
3859 | 13433 | 62853
3860 | 13051 | 60564
3861 | 12678 | 58313
3862 | 12601 | 55988
3863 | 12132 | 51258
3864 | 11261 | 47564
3865 | 10648 | 45641
3866 | 10333 | 44645
3867 | 10210 | 44814
3868 | 10178 | 45591
3869 | 10201 | 48292
3870 | 11130 | 56493
3871 | 12706 | 62873
3872 | 13896 | 66038
3873 | 14397 | 67204
3874 | 14508 | 68580
3875 | 14551 | 69685
3876 | 14392 | 69011
3877 | 14542 | 68522
3878 | 14563 | 67336
3879 | 14459 | 66247
3880 | 14505 | 64650
3881 | 14499 | 63819
3882 | 14087 | 63638
3883 | 13773 | 62845
3884 | 13396 | 60364
3885 | 12897 | 58187
3886 | 12813 | 56361
3887 | 12401 | 51742
3888 | 11509 | 48022
3889 | 10833 | 45813
3890 | 10514 | 44821
3891 | 10396 | 44964
3892 | 10353 | 45723
3893 | 10229 | 48560
3894 | 11124 | 56644
3895 | 12675 | 63261
3896 | 13984 | 66730
3897 | 14661 | 67762
3898 | 14826 | 69443
3899 | 14976 | 70559
3900 | 14819 | 69869
3901 | 14853 | 68468
3902 | 14776 | 66784
3903 | 14679 | 65626
3904 | 14576 | 64139
3905 | 14514 | 63594
3906 | 13999 | 62528
3907 | 13598 | 61271
3908 | 13255 | 58324
3909 | 12784 | 56105
3910 | 12729 | 54276
3911 | 12301 | 50427
3912 | 11499 | 46929
3913 | 10797 | 44590
3914 | 10421 | 43124
3915 | 10213 | 42337
3916 | 10099 | 42294
3917 | 9878 | 42390
3918 | 10063 | 44899
3919 | 10762 | 48870
3920 | 11660 | 53334
3921 | 12547 | 56592
3922 | 12967 | 58566
3923 | 12980 | 59307
3924 | 12730 | 58032
3925 | 12429 | 56040
3926 | 12191 | 54478
3927 | 11921 | 53362
3928 | 11936 | 52467
3929 | 12212 | 52747
3930 | 12266 | 52803
3931 | 12169 | 51828
3932 | 11955 | 49345
3933 | 11739 | 47802
3934 | 11766 | 47573
3935 | 11333 | 44461
3936 | 10675 | 41011
3937 | 10115 | 38658
3938 | 9768 | 37478
3939 | 9547 | 36745
3940 | 9507 | 36648
3941 | 9294 | 36175
3942 | 9254 | 37123
3943 | 9551 | 39799
3944 | 10200 | 43374
3945 | 10887 | 46585
3946 | 11343 | 48958
3947 | 11692 | 51236
3948 | 11777 | 50713
3949 | 11679 | 49026
3950 | 11471 | 47371
3951 | 11303 | 46153
3952 | 11466 | 46217
3953 | 11937 | 47464
3954 | 12138 | 48782
3955 | 12098 | 49125
3956 | 11989 | 48442
3957 | 11811 | 48065
3958 | 11822 | 48769
3959 | 11215 | 45664
3960 | 10569 | 42814
3961 | 10082 | 41178
3962 | 9863 | 40462
3963 | 9773 | 40599
3964 | 9827 | 41822
3965 | 9958 | 45621
3966 | 10937 | 54718
3967 | 12537 | 61810
3968 | 13802 | 65294
3969 | 14186 | 66573
3970 | 14174 | 68215
3971 | 14269 | 69604
3972 | 14176 | 68758
3973 | 14216 | 68314
3974 | 14042 | 67107
3975 | 13987 | 65884
3976 | 14000 | 64361
3977 | 14078 | 63730
3978 | 13637 | 63037
3979 | 13334 | 62127
3980 | 13017 | 59466
3981 | 12593 | 57050
3982 | 12480 | 55369
3983 | 11994 | 50965
3984 | 11082 | 47343
3985 | 10474 | 45325
3986 | 10184 | 44415
3987 | 10074 | 44612
3988 | 10100 | 45579
3989 | 10132 | 48219
3990 | 11067 | 56297
3991 | 12661 | 62518
3992 | 13911 | 65606
3993 | 14453 | 66465
3994 | 14534 | 68063
3995 | 14533 | 69256
3996 | 14267 | 68331
3997 | 14271 | 67504
3998 | 14174 | 66391
3999 | 14221 | 65069
4000 | 14275 | 63539
4001 | 14337 | 63032
4002 | 13713 | 62516
4003 | 13353 | 61752
4004 | 12953 | 58971
4005 | 12517 | 56587
4006 | 12433 | 54647
4007 | 12007 | 50200
4008 | 11046 | 46765
4009 | 10443 | 45085
4010 | 10122 | 43960
4011 | 9951 | 43934
4012 | 9938 | 45057
4013 | 10003 | 47861
4014 | 10965 | 55830
4015 | 12593 | 62140
4016 | 13825 | 65116
4017 | 14374 | 65889
4018 | 14486 | 67392
4019 | 14563 | 68736
4020 | 14424 | 68329
4021 | 14536 | 67878
4022 | 14557 | 66536
4023 | 14592 | 65380
4024 | 14645 | 63856
4025 | 14671 | 63555
4026 | 13967 | 62869
4027 | 13685 | 61953
4028 | 13347 | 59646
4029 | 13076 | 57556
4030 | 12847 | 55482
4031 | 12248 | 50761
4032 | 11408 | 47258
4033 | 10825 | 45225
4034 | 10560 | 44397
4035 | 10416 | 44486
4036 | 10298 | 45479
4037 | 10347 | 48486
4038 | 11208 | 56465
4039 | 12820 | 63147
4040 | 14065 | 66273
4041 | 14566 | 67280
4042 | 14697 | 68785
4043 | 14735 | 70128
4044 | 14625 | 69237
4045 | 14597 | 68603
4046 | 14488 | 67550
4047 | 14395 | 66463
4048 | 14349 | 64884
4049 | 14340 | 64482
4050 | 13820 | 63861
4051 | 13476 | 62877
4052 | 13104 | 60335
4053 | 12765 | 57921
4054 | 12489 | 55342
4055 | 11952 | 50752
4056 | 11158 | 47218
4057 | 10593 | 45211
4058 | 10316 | 44174
4059 | 10152 | 44452
4060 | 10131 | 45450
4061 | 10250 | 48263
4062 | 11143 | 56283
4063 | 12700 | 62809
4064 | 13992 | 66317
4065 | 14590 | 67324
4066 | 14735 | 68589
4067 | 14801 | 69353
4068 | 14669 | 68236
4069 | 14674 | 67312
4070 | 14479 | 65810
4071 | 14316 | 64321
4072 | 14185 | 63212
4073 | 14166 | 62962
4074 | 13686 | 62222
4075 | 13281 | 60942
4076 | 12833 | 57954
4077 | 12477 | 55968
4078 | 12197 | 53622
4079 | 11728 | 49731
4080 | 10951 | 46460
4081 | 10343 | 44165
4082 | 9968 | 42915
4083 | 9775 | 42497
4084 | 9691 | 42358
4085 | 9492 | 42287
4086 | 9671 | 44320
4087 | 10315 | 48172
4088 | 11242 | 52285
4089 | 12070 | 55519
4090 | 12455 | 57447
4091 | 12525 | 58305
4092 | 12417 | 57187
4093 | 12251 | 54933
4094 | 11990 | 53075
4095 | 11791 | 52143
4096 | 11829 | 51628
4097 | 12133 | 52102
4098 | 12153 | 52266
4099 | 11987 | 51782
4100 | 11784 | 49659
4101 | 11526 | 48174
4102 | 11523 | 47268
4103 | 11117 | 44168
4104 | 10501 | 41193
4105 | 9956 | 38852
4106 | 9636 | 37666
4107 | 9473 | 37075
4108 | 9346 | 36920
4109 | 9116 | 36763
4110 | 9074 | 37688
4111 | 9428 | 40205
4112 | 10100 | 43472
4113 | 10807 | 46622
4114 | 11353 | 49261
4115 | 11640 | 51894
4116 | 11818 | 51458
4117 | 11652 | 49438
4118 | 11452 | 47926
4119 | 11223 | 47024
4120 | 11293 | 46920
4121 | 11706 | 48382
4122 | 11816 | 49720
4123 | 11740 | 49726
4124 | 11595 | 48988
4125 | 11453 | 48486
4126 | 11580 | 48984
4127 | 11077 | 45924
4128 | 10328 | 43090
4129 | 9905 | 41495
4130 | 9734 | 40866
4131 | 9628 | 41288
4132 | 9694 | 42659
4133 | 9842 | 46168
4134 | 10848 | 55083
4135 | 12512 | 61816
4136 | 13860 | 65548
4137 | 14457 | 66748
4138 | 14642 | 68777
4139 | 14890 | 70371
4140 | 14710 | 69743
4141 | 14743 | 69254
4142 | 14656 | 67795
4143 | 14519 | 66816
4144 | 14438 | 65235
4145 | 14413 | 64702
4146 | 13952 | 64330
4147 | 13512 | 63603
4148 | 13027 | 61084
4149 | 12613 | 58735
4150 | 12454 | 55512
4151 | 11941 | 50774
4152 | 10987 | 47451
4153 | 10411 | 45617
4154 | 10186 | 44615
4155 | 10079 | 44915
4156 | 10050 | 46194
4157 | 10144 | 48996
4158 | 11053 | 57048
4159 | 12632 | 63380
4160 | 13828 | 66411
4161 | 14412 | 67465
4162 | 14712 | 69354
4163 | 14880 | 70705
4164 | 14835 | 69305
4165 | 14849 | 68746
4166 | 14737 | 67657
4167 | 14658 | 66654
4168 | 14665 | 65504
4169 | 14698 | 64920
4170 | 14118 | 64377
4171 | 13749 | 63452
4172 | 13372 | 60867
4173 | 12999 | 58779
4174 | 12581 | 56144
4175 | 11863 | 51571
4176 | 11003 | 48300
4177 | 10433 | 46165
4178 | 10194 | 45342
4179 | 10095 | 45563
4180 | 10089 | 46698
4181 | 10202 | 49620
4182 | 11126 | 57617
4183 | 12770 | 63935
4184 | 14054 | 67088
4185 | 14554 | 67947
4186 | 14587 | 69904
4187 | 14535 | 70842
4188 | 14316 | 69872
4189 | 14434 | 69101
4190 | 14412 | 67709
4191 | 14338 | 66296
4192 | 14337 | 64690
4193 | 14432 | 64182
4194 | 13802 | 63377
4195 | 13403 | 62501
4196 | 12995 | 60056
4197 | 12643 | 57940
4198 | 12501 | 55849
4199 | 12065 | 51387
4200 | 11233 | 47773
4201 | 10593 | 45808
4202 | 10263 | 44819
4203 | 10134 | 44798
4204 | 10140 | 45887
4205 | 10178 | 48669
4206 | 11035 | 56499
4207 | 12620 | 62694
4208 | 13855 | 65984
4209 | 14406 | 67151
4210 | 14509 | 68575
4211 | 14530 | 69823
4212 | 14413 | 69138
4213 | 14440 | 68454
4214 | 14446 | 67228
4215 | 14346 | 66097
4216 | 14334 | 64534
4217 | 14401 | 64108
4218 | 13912 | 63137
4219 | 13571 | 62389
4220 | 13242 | 59888
4221 | 12786 | 57852
4222 | 12628 | 55768
4223 | 12138 | 51296
4224 | 11275 | 47670
4225 | 10703 | 45407
4226 | 10456 | 44403
4227 | 10304 | 44562
4228 | 10270 | 45437
4229 | 10309 | 48370
4230 | 11124 | 56370
4231 | 12672 | 62662
4232 | 14021 | 66153
4233 | 14568 | 67166
4234 | 14777 | 68570
4235 | 14818 | 69814
4236 | 14684 | 68943
4237 | 14744 | 67671
4238 | 14616 | 65712
4239 | 14576 | 64478
4240 | 14502 | 62951
4241 | 14436 | 62454
4242 | 13890 | 61530
4243 | 13441 | 60265
4244 | 12943 | 57502
4245 | 12511 | 55440
4246 | 12402 | 53417
4247 | 12005 | 49655
4248 | 11276 | 46594
4249 | 10630 | 44030
4250 | 10266 | 42602
4251 | 10092 | 42032
4252 | 9987 | 41862
4253 | 9776 | 42010
4254 | 9990 | 44273
4255 | 10599 | 48026
4256 | 11528 | 52224
4257 | 12386 | 55635
4258 | 12752 | 57704
4259 | 12706 | 58275
4260 | 12482 | 56875
4261 | 12167 | 55097
4262 | 11920 | 53599
4263 | 11711 | 52449
4264 | 11706 | 51750
4265 | 11888 | 51818
4266 | 11935 | 52143
4267 | 11805 | 51580
4268 | 11660 | 48860
4269 | 11421 | 47285
4270 | 11500 | 46707
4271 | 11223 | 43898
4272 | 10645 | 40627
4273 | 10117 | 38581
4274 | 9759 | 37027
4275 | 9539 | 36408
4276 | 9390 | 36203
4277 | 9087 | 35821
4278 | 9074 | 36882
4279 | 9356 | 39335
4280 | 9889 | 42783
4281 | 10503 | 46072
4282 | 10959 | 48526
4283 | 11275 | 50559
4284 | 11557 | 49942
4285 | 11549 | 48095
4286 | 11394 | 46823
4287 | 11344 | 46056
4288 | 11443 | 45980
4289 | 11884 | 47060
4290 | 12005 | 48424
4291 | 11883 | 48744
4292 | 11779 | 48253
4293 | 11677 | 48072
4294 | 11706 | 48528
4295 | 11202 | 45369
4296 | 10590 | 42547
4297 | 10147 | 41133
4298 | 9964 | 40406
4299 | 9882 | 40611
4300 | 9886 | 42009
4301 | 9978 | 45597
4302 | 10866 | 54189
4303 | 12512 | 61329
4304 | 13851 | 65026
4305 | 14406 | 66106
4306 | 14581 | 68073
4307 | 14802 | 69849
4308 | 14763 | 69236
4309 | 14880 | 68756
4310 | 14803 | 67824
4311 | 14741 | 66858
4312 | 14670 | 65054
4313 | 14690 | 64089
4314 | 14182 | 63405
4315 | 13834 | 62369
4316 | 13403 | 59675
4317 | 13003 | 57645
4318 | 12819 | 55527
4319 | 12379 | 51001
4320 | 11512 | 47793
4321 | 10854 | 45856
4322 | 10605 | 44677
4323 | 10453 | 44653
4324 | 10408 | 45253
4325 | 10439 | 48149
4326 | 11334 | 56083
4327 | 12906 | 62761
4328 | 14147 | 66019
4329 | 14724 | 67121
4330 | 14881 | 68912
4331 | 14907 | 70353
4332 | 14831 | 69758
4333 | 14878 | 69328
4334 | 14845 | 68006
4335 | 14785 | 66805
4336 | 14798 | 65066
4337 | 14840 | 64235
4338 | 14334 | 63430
4339 | 13985 | 62587
4340 | 13688 | 60142
4341 | 13240 | 57893
4342 | 13051 | 56008
4343 | 12639 | 51813
4344 | 11726 | 48357
4345 | 11051 | 46400
4346 | 10753 | 45319
4347 | 10600 | 45168
4348 | 10531 | 45841
4349 | 10564 | 48607
4350 | 11506 | 56464
4351 | 13240 | 62866
4352 | 14482 | 66364
4353 | 15198 | 67804
4354 | 15383 | 69725
4355 | 15528 | 71316
4356 | 15436 | 70708
4357 | 15495 | 70205
4358 | 15469 | 68974
4359 | 15410 | 67753
4360 | 15455 | 65926
4361 | 15446 | 65153
4362 | 14828 | 64385
4363 | 14490 | 63490
4364 | 14149 | 61291
4365 | 13779 | 58899
4366 | 13616 | 57419
4367 | 13237 | 53478
4368 | 12299 | 49954
4369 | 11611 | 47848
4370 | 11282 | 46726
4371 | 11087 | 46639
4372 | 11094 | 47412
4373 | 11232 | 49962
4374 | 12350 | 57839
4375 | 13975 | 64366
4376 | 15313 | 67791
4377 | 16004 | 69165
4378 | 16124 | 71054
4379 | 16158 | 72500
4380 | 16050 | 71794
4381 | 16045 | 71002
4382 | 15912 | 69646
4383 | 15718 | 68532
4384 | 15627 | 66950
4385 | 15520 | 66108
4386 | 15080 | 64976
4387 | 14667 | 63946
4388 | 14335 | 62178
4389 | 13889 | 59951
4390 | 13732 | 58272
4391 | 13160 | 54179
4392 | 12224 | 50743
4393 | 11557 | 48469
4394 | 11138 | 47163
4395 | 10970 | 46887
4396 | 10972 | 47559
4397 | 11096 | 50004
4398 | 12067 | 57678
4399 | 13550 | 64357
4400 | 14805 | 68092
4401 | 15507 | 68927
4402 | 15638 | 70487
4403 | 15690 | 71422
4404 | 15623 | 70526
4405 | 15594 | 69216
4406 | 15471 | 67699
4407 | 15305 | 66438
4408 | 15220 | 65043
4409 | 15149 | 64439
4410 | 14715 | 63216
4411 | 14342 | 61786
4412 | 13945 | 59144
4413 | 13409 | 56967
4414 | 13339 | 55330
4415 | 13078 | 51972
4416 | 12255 | 48740
4417 | 11561 | 46274
4418 | 11120 | 44684
4419 | 10896 | 43879
4420 | 10806 | 43478
4421 | 10578 | 43284
4422 | 10779 | 45674
4423 | 11428 | 49753
4424 | 12302 | 53852
4425 | 13157 | 56895
4426 | 13546 | 58591
4427 | 13542 | 59220
4428 | 13405 | 58104
4429 | 13179 | 56405
4430 | 12996 | 54869
4431 | 12841 | 54020
4432 | 12810 | 53296
4433 | 12935 | 53390
4434 | 12945 | 53461
4435 | 12740 | 52958
4436 | 12544 | 50994
4437 | 12274 | 49489
4438 | 12270 | 48872
4439 | 11981 | 46146
4440 | 11382 | 43342
4441 | 10843 | 40571
4442 | 10448 | 39452
4443 | 10267 | 39089
4444 | 10096 | 38582
4445 | 9866 | 38019
4446 | 9798 | 39084
4447 | 10109 | 41768
4448 | 10704 | 45186
4449 | 11345 | 48077
4450 | 11714 | 50268
4451 | 12008 | 52258
4452 | 12189 | 52167
4453 | 12171 | 50732
4454 | 12218 | 49635
4455 | 12158 | 48982
4456 | 12266 | 48853
4457 | 12492 | 49832
4458 | 12350 | 50989
4459 | 12211 | 51079
4460 | 12145 | 50534
4461 | 11945 | 50160
4462 | 12066 | 50602
4463 | 11641 | 47807
4464 | 11006 | 44984
4465 | 10539 | 43036
4466 | 10375 | 42421
4467 | 10295 | 42783
4468 | 10323 | 43983
4469 | 10410 | 46986
4470 | 11249 | 55697
4471 | 12823 | 62476
4472 | 14097 | 66015
4473 | 14698 | 67558
4474 | 14855 | 69286
4475 | 14987 | 70694
4476 | 14865 | 70077
4477 | 14974 | 69695
4478 | 14888 | 68387
4479 | 14761 | 67280
4480 | 14713 | 65560
4481 | 14697 | 64549
4482 | 14188 | 63772
4483 | 13883 | 62849
4484 | 13506 | 60374
4485 | 13106 | 58109
4486 | 13002 | 56326
4487 | 12533 | 52051
4488 | 11710 | 48535
4489 | 11062 | 46602
4490 | 10749 | 45472
4491 | 10598 | 45647
4492 | 10602 | 46469
4493 | 10629 | 49125
4494 | 11490 | 56944
4495 | 12961 | 63352
4496 | 14259 | 66854
4497 | 15027 | 68198
4498 | 15398 | 69974
4499 | 15590 | 71436
4500 | 15580 | 70937
4501 | 15682 | 70552
4502 | 15574 | 69495
4503 | 15356 | 68384
4504 | 15251 | 67042
4505 | 15160 | 66428
4506 | 14371 | 65339
4507 | 13889 | 64467
4508 | 13486 | 61869
4509 | 13050 | 59718
4510 | 12981 | 57112
4511 | 12534 | 52947
4512 | 11684 | 49516
4513 | 11037 | 47715
4514 | 10720 | 46645
4515 | 10558 | 46510
4516 | 10517 | 47406
4517 | 10613 | 50116
4518 | 11425 | 57847
4519 | 12907 | 63828
4520 | 14219 | 66606
4521 | 14890 | 67675
4522 | 15148 | 69190
4523 | 15195 | 70650
4524 | 15105 | 69749
4525 | 15094 | 68984
4526 | 14995 | 67943
4527 | 14931 | 66751
4528 | 14830 | 65227
4529 | 14818 | 64471
4530 | 14177 | 63810
4531 | 13742 | 62502
4532 | 13390 | 59838
4533 | 13176 | 57744
4534 | 12848 | 55534
4535 | 12248 | 51308
4536 | 11370 | 47925
4537 | 10719 | 46202
4538 | 10423 | 45244
4539 | 10290 | 45285
4540 | 10269 | 46327
4541 | 10393 | 48903
4542 | 11160 | 56111
4543 | 12489 | 62258
4544 | 13731 | 65544
4545 | 14283 | 66954
4546 | 14445 | 68381
4547 | 14510 | 69809
4548 | 14328 | 68999
4549 | 14352 | 68334
4550 | 14295 | 67130
4551 | 14175 | 65787
4552 | 14130 | 64174
4553 | 14146 | 63916
4554 | 13719 | 63178
4555 | 13326 | 61865
4556 | 12975 | 59359
4557 | 12586 | 57178
4558 | 12463 | 55388
4559 | 12150 | 51279
4560 | 11233 | 48118
4561 | 10637 | 46189
4562 | 10306 | 45289
4563 | 10194 | 45434
4564 | 10221 | 46326
4565 | 10320 | 48801
4566 | 11137 | 56197
4567 | 12490 | 62066
4568 | 13695 | 65543
4569 | 14308 | 66499
4570 | 14483 | 67838
4571 | 14509 | 68607
4572 | 14351 | 67878
4573 | 14328 | 66700
4574 | 14179 | 64926
4575 | 14024 | 63469
4576 | 13968 | 62170
4577 | 14090 | 61364
4578 | 13783 | 60268
4579 | 13449 | 58893
4580 | 13057 | 56263
4581 | 12576 | 54138
4582 | 12475 | 52792
4583 | 12183 | 49209
4584 | 11398 | 45962
4585 | 10766 | 43674
4586 | 10368 | 42183
4587 | 10205 | 41831
4588 | 10090 | 41616
4589 | 9933 | 41390
4590 | 10047 | 43568
4591 | 10590 | 47294
4592 | 11382 | 51547
4593 | 12211 | 54527
4594 | 12525 | 56323
4595 | 12508 | 57250
4596 | 12387 | 56241
4597 | 12261 | 54589
4598 | 12114 | 52796
4599 | 12036 | 51904
4600 | 12076 | 51288
4601 | 12194 | 51566
4602 | 12219 | 51442
4603 | 12102 | 50657
4604 | 11949 | 48693
4605 | 11727 | 47315
4606 | 11848 | 46965
4607 | 11421 | 44229
4608 | 10855 | 41445
4609 | 10286 | 39339
4610 | 9990 | 38224
4611 | 9805 | 37508
4612 | 9744 | 37197
4613 | 9508 | 36709
4614 | 9417 | 37598
4615 | 9686 | 39954
4616 | 10192 | 43296
4617 | 10738 | 46556
4618 | 11154 | 49039
4619 | 11473 | 51077
4620 | 11752 | 50860
4621 | 11756 | 49348
4622 | 11629 | 47937
4623 | 11569 | 47330
4624 | 11613 | 47351
4625 | 11982 | 48528
4626 | 12080 | 49662
4627 | 11918 | 49663
4628 | 11831 | 48997
4629 | 11802 | 48689
4630 | 11821 | 48779
4631 | 11275 | 45634
4632 | 10712 | 43147
4633 | 10329 | 41739
4634 | 10130 | 40965
4635 | 10100 | 41218
4636 | 10153 | 42586
4637 | 10371 | 46098
4638 | 11182 | 54692
4639 | 12671 | 61475
4640 | 14044 | 64968
4641 | 14678 | 66618
4642 | 15051 | 68143
4643 | 15222 | 69835
4644 | 15187 | 69510
4645 | 15191 | 68626
4646 | 15094 | 67549
4647 | 14918 | 66255
4648 | 14827 | 64700
4649 | 14804 | 64534
4650 | 14205 | 63913
4651 | 13833 | 62837
4652 | 13420 | 60326
4653 | 13094 | 57996
4654 | 12808 | 54888
4655 | 12216 | 50671
4656 | 11414 | 47755
4657 | 10868 | 45687
4658 | 10583 | 44533
4659 | 10502 | 44728
4660 | 10527 | 45795
4661 | 10679 | 48934
4662 | 11468 | 56684
4663 | 13003 | 63083
4664 | 14241 | 66678
4665 | 14907 | 67826
4666 | 15163 | 69257
4667 | 15254 | 70875
4668 | 15115 | 70019
4669 | 15094 | 69293
4670 | 15034 | 68283
4671 | 14922 | 67222
4672 | 14860 | 65395
4673 | 14759 | 64753
4674 | 14064 | 63878
4675 | 13644 | 62860
4676 | 13231 | 60163
4677 | 12917 | 58190
4678 | 12769 | 55726
4679 | 12283 | 51329
4680 | 11444 | 47973
4681 | 10900 | 46062
4682 | 10632 | 45214
4683 | 10472 | 45394
4684 | 10464 | 46347
4685 | 10638 | 49043
4686 | 11364 | 56566
4687 | 12845 | 62978
4688 | 14140 | 66155
4689 | 14762 | 67148
4690 | 15062 | 68950
4691 | 15156 | 70525
4692 | 15124 | 69645
4693 | 15292 | 68988
4694 | 15226 | 67856
4695 | 15129 | 66603
4696 | 15009 | 65136
4697 | 14966 | 64509
4698 | 14273 | 63827
4699 | 13752 | 62988
4700 | 13327 | 60598
4701 | 13068 | 58773
4702 | 12890 | 56412
4703 | 12350 | 51922
4704 | 11489 | 48427
4705 | 10813 | 46458
4706 | 10549 | 45288
4707 | 10409 | 45415
4708 | 10387 | 46215
4709 | 10545 | 49157
4710 | 11266 | 56736
4711 | 12570 | 62930
4712 | 13798 | 66462
4713 | 14441 | 67925
4714 | 14628 | 69553
4715 | 14680 | 70774
4716 | 14547 | 70203
4717 | 14621 | 69613
4718 | 14564 | 68497
4719 | 14504 | 67403
4720 | 14523 | 65824
4721 | 14536 | 65082
4722 | 14126 | 63952
4723 | 13770 | 62966
4724 | 13462 | 60974
4725 | 13146 | 59091
4726 | 12972 | 56896
4727 | 12437 | 52746
4728 | 11527 | 49316
4729 | 10935 | 47163
4730 | 10649 | 45926
4731 | 10498 | 45908
4732 | 10469 | 46942
4733 | 10587 | 49955
4734 | 11425 | 57388
4735 | 12754 | 63609
4736 | 14046 | 67163
4737 | 14726 | 68824
4738 | 14991 | 70471
4739 | 15059 | 71446
4740 | 14893 | 70327
4741 | 14856 | 69039
4742 | 14709 | 67440
4743 | 14418 | 66170
4744 | 14251 | 64857
4745 | 14262 | 64042
4746 | 13826 | 63021
4747 | 13507 | 61264
4748 | 13112 | 58227
4749 | 12631 | 56189
4750 | 12584 | 54599
4751 | 12187 | 50857
4752 | 11442 | 47394
4753 | 10822 | 44847
4754 | 10433 | 43491
4755 | 10217 | 42938
4756 | 10130 | 42846
4757 | 10019 | 42829
4758 | 10105 | 44914
4759 | 10614 | 48556
4760 | 11417 | 52581
4761 | 12198 | 56121
4762 | 12436 | 58474
4763 | 12437 | 59391
4764 | 12271 | 57767
4765 | 12035 | 55408
4766 | 11843 | 53733
4767 | 11748 | 52489
4768 | 11777 | 51527
4769 | 11905 | 51981
4770 | 11936 | 52169
4771 | 11800 | 50860
4772 | 11677 | 48569
4773 | 11548 | 47431
4774 | 11685 | 47119
4775 | 11323 | 44358
4776 | 10693 | 41611
4777 | 10231 | 39710
4778 | 9951 | 38538
4779 | 9789 | 37794
4780 | 9693 | 37676
4781 | 9656 | 37564
4782 | 9498 | 38259
4783 | 9716 | 40739
4784 | 10137 | 44136
4785 | 10724 | 46967
4786 | 11243 | 49276
4787 | 11684 | 51499
4788 | 11840 | 51408
4789 | 11733 | 49982
4790 | 11482 | 48692
4791 | 11181 | 48242
4792 | 11236 | 47824
4793 | 11561 | 48553
4794 | 11697 | 49463
4795 | 11556 | 49259
4796 | 11555 | 48401
4797 | 11470 | 48440
4798 | 11743 | 49060
4799 | 11244 | 46205
4800 | 10560 | 43796
4801 | 10127 | 42036
4802 | 9948 | 41078
4803 | 9878 | 41023
4804 | 9888 | 42443
4805 | 10073 | 46174
4806 | 10798 | 54317
4807 | 12071 | 60958
4808 | 13300 | 64649
4809 | 13954 | 65997
4810 | 14224 | 67909
4811 | 14363 | 69292
4812 | 14416 | 68792
4813 | 14584 | 68093
4814 | 14562 | 67017
4815 | 14540 | 66033
4816 | 14565 | 64696
4817 | 14524 | 64259
4818 | 13934 | 63619
4819 | 13494 | 62378
4820 | 13049 | 59894
4821 | 12771 | 58122
4822 | 12684 | 56026
4823 | 12141 | 51672
4824 | 11348 | 48395
4825 | 10795 | 46452
4826 | 10521 | 45782
4827 | 10449 | 45866
4828 | 10409 | 46912
4829 | 10549 | 49810
4830 | 11276 | 57290
4831 | 12496 | 63551
4832 | 13585 | 67193
4833 | 14125 | 68751
4834 | 14264 | 70470
4835 | 14265 | 71794
4836 | 14159 | 71136
4837 | 14242 | 70624
4838 | 14281 | 69267
4839 | 14276 | 68093
4840 | 14284 | 66395
4841 | 14246 | 65545
4842 | 13753 | 64495
4843 | 13330 | 63002
4844 | 12936 | 60374
4845 | 12600 | 58634
4846 | 12648 | 56678
4847 | 12219 | 52192
4848 | 11375 | 48902
4849 | 10783 | 46824
4850 | 10539 | 45816
4851 | 10371 | 46064
4852 | 10393 | 46803
4853 | 10486 | 49548
4854 | 11141 | 56895
4855 | 12415 | 63281
4856 | 13586 | 66804
4857 | 14191 | 68344
4858 | 14385 | 70181
4859 | 14412 | 71516
4860 | 14372 | 70678
4861 | 14432 | 69983
4862 | 14340 | 68965
4863 | 14253 | 67672
4864 | 14207 | 66282
4865 | 14148 | 65483
4866 | 13552 | 64391
4867 | 13188 | 63076
4868 | 12862 | 60131
4869 | 12618 | 58385
4870 | 12601 | 55944
4871 | 12095 | 51620
4872 | 11323 | 48522
4873 | 10738 | 46583
4874 | 10396 | 45489
4875 | 10253 | 45595
4876 | 10249 | 46603
4877 | 10343 | 49469
4878 | 11029 | 56448
4879 | 12223 | 62362
4880 | 13310 | 65768
4881 | 13827 | 67068
4882 | 14055 | 68476
4883 | 14135 | 70010
4884 | 14053 | 69326
4885 | 14118 | 68249
4886 | 14083 | 67131
4887 | 14038 | 65939
4888 | 13988 | 64621
4889 | 13941 | 63836
4890 | 13514 | 62866
4891 | 13166 | 61667
4892 | 12882 | 58915
4893 | 12569 | 57454
4894 | 12528 | 55347
4895 | 12021 | 50897
4896 | 11253 | 47795
4897 | 10675 | 45795
4898 | 10384 | 44753
4899 | 10280 | 44719
4900 | 10241 | 45611
4901 | 10390 | 48447
4902 | 10964 | 55448
4903 | 12150 | 61305
4904 | 13322 | 64813
4905 | 13991 | 65974
4906 | 14232 | 67746
4907 | 14300 | 69044
4908 | 14262 | 68421
4909 | 14293 | 66812
4910 | 14241 | 65125
4911 | 14214 | 63874
4912 | 14103 | 62698
4913 | 14027 | 62251
4914 | 13592 | 61408
4915 | 13145 | 60107
4916 | 12782 | 57702
4917 | 12478 | 56291
4918 | 12303 | 54159
4919 | 11838 | 50326
4920 | 11143 | 46890
4921 | 10600 | 44787
4922 | 10250 | 43319
4923 | 10107 | 42678
4924 | 10021 | 42635
4925 | 9949 | 42616
4926 | 9985 | 44419
4927 | 10499 | 47693
4928 | 11267 | 51843
4929 | 12096 | 55068
4930 | 12490 | 56771
4931 | 12708 | 57976
4932 | 12673 | 56703
4933 | 12621 | 54905
4934 | 12539 | 53616
4935 | 12346 | 52500
4936 | 12193 | 52136
4937 | 12278 | 52146
4938 | 12073 | 51997
4939 | 11855 | 51024
4940 | 11573 | 48773
4941 | 11373 | 47740
4942 | 11485 | 46498
4943 | 11049 | 43573
4944 | 10426 | 40795
4945 | 9944 | 38906
4946 | 9622 | 37799
4947 | 9411 | 37205
4948 | 9317 | 36988
4949 | 9193 | 36713
4950 | 9040 | 37123
4951 | 9254 | 39506
4952 | 9660 | 42968
4953 | 10116 | 45805
4954 | 10488 | 47874
4955 | 10682 | 49796
4956 | 10897 | 49558
4957 | 10889 | 47586
4958 | 10901 | 46380
4959 | 11051 | 45462
4960 | 11273 | 44946
4961 | 11683 | 45897
4962 | 11747 | 47070
4963 | 11593 | 47522
4964 | 11515 | 47104
4965 | 11536 | 47286
4966 | 11491 | 46727
4967 | 10929 | 43647
4968 | 10335 | 41247
4969 | 9898 | 39658
4970 | 9706 | 38952
4971 | 9680 | 39222
4972 | 9697 | 40699
4973 | 9977 | 44682
4974 | 10643 | 52478
4975 | 11878 | 58891
4976 | 13083 | 62708
4977 | 13741 | 64439
4978 | 13975 | 66507
4979 | 14236 | 68228
4980 | 14239 | 67278
4981 | 14252 | 66424
4982 | 14109 | 65282
4983 | 13984 | 64325
4984 | 13822 | 62889
4985 | 13869 | 62346
4986 | 13397 | 61729
4987 | 12965 | 60584
4988 | 12569 | 57778
4989 | 12352 | 56235
4990 | 12214 | 53727
4991 | 11614 | 49098
4992 | 10812 | 45798
4993 | 10254 | 44109
4994 | 10001 | 43246
4995 | 9830 | 43281
4996 | 9826 | 44274
4997 | 10080 | 47434
4998 | 10663 | 54356
4999 | 11863 | 60421
5000 | 13013 | 63838
5001 | 13626 | 65612
5002 | 13852 | 67556
5003 | 13835 | 68802
5004 | 13752 | 67967
5005 | 13755 | 66891
5006 | 13595 | 65864
5007 | 13476 | 64575
5008 | 13458 | 62995
5009 | 13524 | 62495
5010 | 12978 | 61726
5011 | 12610 | 60748
5012 | 12256 | 57927
5013 | 12114 | 56385
5014 | 12050 | 53522
5015 | 11452 | 49004
5016 | 10712 | 45947
5017 | 10176 | 44341
5018 | 9961 | 43356
5019 | 9902 | 43424
5020 | 9921 | 44496
5021 | 10083 | 47500
5022 | 10693 | 54303
5023 | 11806 | 60280
5024 | 12930 | 63684
5025 | 13497 | 65123
5026 | 13767 | 66785
5027 | 13890 | 68188
5028 | 13685 | 67271
5029 | 13691 | 66410
5030 | 13560 | 65021
5031 | 13440 | 63865
5032 | 13458 | 62290
5033 | 13561 | 62066
5034 | 13099 | 61474
5035 | 12705 | 60503
5036 | 12391 | 57757
5037 | 12241 | 56543
5038 | 12191 | 53783
5039 | 11648 | 49486
5040 | 10855 | 46589
5041 | 10291 | 44696
5042 | 10004 | 43609
5043 | 9875 | 43628
5044 | 9883 | 44646
5045 | 10007 | 47682
5046 | 10527 | 54130
5047 | 11612 | 60046
5048 | 12722 | 63564
5049 | 13351 | 65026
5050 | 13652 | 66620
5051 | 13824 | 68034
5052 | 13757 | 67233
5053 | 13683 | 66181
5054 | 13579 | 65161
5055 | 13426 | 63963
5056 | 13416 | 62333
5057 | 13374 | 61749
5058 | 13022 | 61084
5059 | 12649 | 59965
5060 | 12345 | 57453
5061 | 12099 | 56201
5062 | 12058 | 53423
5063 | 11491 | 49063
5064 | 10780 | 45781
5065 | 10243 | 43775
5066 | 9955 | 42653
5067 | 9783 | 42715
5068 | 9785 | 44016
5069 | 9945 | 47077
5070 | 10579 | 53659
5071 | 11632 | 59325
5072 | 12606 | 62968
5073 | 13185 | 64228
5074 | 13343 | 65763
5075 | 13353 | 66497
5076 | 13236 | 65595
5077 | 13177 | 63909
5078 | 13022 | 62103
5079 | 12861 | 60752
5080 | 12842 | 59515
5081 | 12988 | 58948
5082 | 12667 | 58097
5083 | 12389 | 56828
5084 | 12069 | 54568
5085 | 11795 | 53504
5086 | 11784 | 51192
5087 | 11291 | 47277
5088 | 10532 | 44053
5089 | 9990 | 41706
5090 | 9660 | 40320
5091 | 9552 | 39785
5092 | 9481 | 39833
5093 | 9450 | 40245
5094 | 9466 | 42028
5095 | 9949 | 45545
5096 | 10585 | 49635
5097 | 11245 | 52657
5098 | 11531 | 54239
5099 | 11560 | 54969
5100 | 11417 | 53467
5101 | 11272 | 51870
5102 | 11192 | 50969
5103 | 11159 | 50043
5104 | 11206 | 49377
5105 | 11347 | 50026
5106 | 11432 | 50039
5107 | 11330 | 49285
5108 | 11211 | 47400
5109 | 11243 | 47047
5110 | 11365 | 45671
5111 | 10841 | 42424
5112 | 10263 | 39400
5113 | 9736 | 37535
5114 | 9412 | 36289
5115 | 9282 | 35504
5116 | 9193 | 35339
5117 | 9074 | 35378
5118 | 8892 | 35898
5119 | 9126 | 38271
5120 | 9586 | 41824
5121 | 10046 | 44855
5122 | 10356 | 47116
5123 | 10508 | 49083
5124 | 10603 | 48653
5125 | 10561 | 47255
5126 | 10435 | 45872
5127 | 10401 | 45183
5128 | 10531 | 44832
5129 | 10967 | 45764
5130 | 11229 | 46851
5131 | 11239 | 47258
5132 | 11193 | 46949
5133 | 11250 | 47681
5134 | 11394 | 47276
5135 | 10823 | 43847
5136 | 10258 | 41337
5137 | 9835 | 39731
5138 | 9612 | 38926
5139 | 9533 | 39065
5140 | 9495 | 40317
5141 | 9794 | 43899
5142 | 10387 | 51484
5143 | 11579 | 57802
5144 | 12760 | 61937
5145 | 13379 | 64054
5146 | 13604 | 66197
5147 | 13723 | 67872
5148 | 13692 | 67302
5149 | 13747 | 66771
5150 | 13637 | 65706
5151 | 13582 | 64712
5152 | 13646 | 63166
5153 | 13697 | 62393
5154 | 13268 | 61413
5155 | 12935 | 60345
5156 | 12584 | 57952
5157 | 12497 | 57180
5158 | 12374 | 54252
5159 | 11801 | 49903
5160 | 11009 | 46622
5161 | 10469 | 44642
5162 | 10186 | 43400
5163 | 10075 | 43197
5164 | 10078 | 44153
5165 | 10316 | 47491
5166 | 10992 | 54097
5167 | 12158 | 60100
5168 | 13246 | 63975
5169 | 13987 | 65620
5170 | 14261 | 67497
5171 | 14434 | 69168
5172 | 14334 | 68558
5173 | 14242 | 67903
5174 | 14017 | 66523
5175 | 13719 | 65235
5176 | 13489 | 63593
5177 | 13478 | 62915
5178 | 12956 | 62377
5179 | 12593 | 60844
5180 | 12285 | 58254
5181 | 12162 | 57085
5182 | 12034 | 53800
5183 | 11473 | 49401
5184 | 10706 | 46108
5185 | 10151 | 44146
5186 | 9865 | 43114
5187 | 9733 | 43021
5188 | 9697 | 44112
5189 | 9916 | 47277
5190 | 10484 | 53613
5191 | 11619 | 59321
5192 | 12660 | 62872
5193 | 13256 | 64307
5194 | 13462 | 66017
5195 | 13519 | 67702
5196 | 13325 | 67215
5197 | 13322 | 66391
5198 | 13313 | 65387
5199 | 13281 | 63984
5200 | 13329 | 62280
5201 | 13464 | 61635
5202 | 13010 | 60954
5203 | 12649 | 59871
5204 | 12309 | 57565
5205 | 12299 | 56969
5206 | 12179 | 54121
5207 | 11628 | 49702
5208 | 10833 | 46458
5209 | 10273 | 44590
5210 | 9984 | 43613
5211 | 9900 | 43614
5212 | 9870 | 44676
5213 | 10029 | 47703
5214 | 10605 | 53991
5215 | 11734 | 59809
5216 | 12903 | 63359
5217 | 13629 | 65179
5218 | 13925 | 67079
5219 | 13993 | 68694
5220 | 13974 | 68170
5221 | 13936 | 67439
5222 | 13853 | 66301
5223 | 13713 | 65151
5224 | 13697 | 63623
5225 | 13755 | 63070
5226 | 13389 | 62236
5227 | 13098 | 61154
5228 | 12828 | 58720
5229 | 12663 | 57894
5230 | 12503 | 55059
5231 | 11946 | 50597
5232 | 11150 | 47401
5233 | 10527 | 45211
5234 | 10266 | 44169
5235 | 10146 | 43999
5236 | 10112 | 44769
5237 | 10312 | 47781
5238 | 10813 | 53937
5239 | 11876 | 59917
5240 | 12938 | 63574
5241 | 13612 | 65602
5242 | 13870 | 67586
5243 | 14004 | 68716
5244 | 13906 | 67522
5245 | 13841 | 65980
5246 | 13787 | 64320
5247 | 13666 | 62881
5248 | 13667 | 61763
5249 | 13752 | 61073
5250 | 13423 | 60004
5251 | 13081 | 58749
5252 | 12771 | 55913
5253 | 12582 | 55061
5254 | 12270 | 52372
5255 | 11764 | 48613
5256 | 10967 | 45436
5257 | 10435 | 43302
5258 | 10081 | 41996
5259 | 9899 | 41536
5260 | 9805 | 41492
5261 | 9719 | 42110
5262 | 9761 | 43857
5263 | 10195 | 47241
5264 | 10855 | 51076
5265 | 11609 | 54242
5266 | 11909 | 56123
5267 | 11930 | 57019
5268 | 11764 | 55770
5269 | 11585 | 54110
5270 | 11440 | 52748
5271 | 11348 | 51925
5272 | 11370 | 51277
5273 | 11559 | 51389
5274 | 11626 | 51254
5275 | 11539 | 50630
5276 | 11399 | 48710
5277 | 11481 | 48409
5278 | 11486 | 46665
5279 | 10961 | 43524
5280 | 10362 | 40858
5281 | 9826 | 38906
5282 | 9504 | 37682
5283 | 9337 | 37025
5284 | 9261 | 37022
5285 | 9204 | 37115
5286 | 9001 | 37445
5287 | 9205 | 39730
5288 | 9647 | 43007
5289 | 10171 | 46103
5290 | 10533 | 48298
5291 | 10718 | 50334
5292 | 10793 | 49939
5293 | 10732 | 48367
5294 | 10753 | 47361
5295 | 10747 | 46805
5296 | 10945 | 46373
5297 | 11366 | 47396
5298 | 11568 | 48469
5299 | 11505 | 48599
5300 | 11457 | 48365
5301 | 11658 | 49273
5302 | 11629 | 48179
5303 | 11091 | 45004
5304 | 10511 | 42482
5305 | 10080 | 40936
5306 | 9876 | 40132
5307 | 9788 | 40122
5308 | 9804 | 41290
5309 | 10104 | 45092
5310 | 10780 | 52225
5311 | 11972 | 58652
5312 | 13307 | 62649
5313 | 13973 | 64685
5314 | 14185 | 66659
5315 | 14357 | 67942
5316 | 14315 | 67505
5317 | 14320 | 66702
5318 | 14212 | 65654
5319 | 14177 | 64447
5320 | 14125 | 63026
5321 | 14119 | 62607
5322 | 13536 | 62264
5323 | 13174 | 61275
5324 | 12827 | 58895
5325 | 12916 | 57777
5326 | 12600 | 53881
5327 | 11987 | 49446
5328 | 11180 | 46513
5329 | 10627 | 44924
5330 | 10329 | 43928
5331 | 10195 | 43993
5332 | 10226 | 44818
5333 | 10455 | 48084
5334 | 10989 | 54399
5335 | 12207 | 60142
5336 | 13357 | 63353
5337 | 14066 | 64628
5338 | 14305 | 66508
5339 | 14369 | 68013
5340 | 14293 | 67654
5341 | 14285 | 67016
5342 | 14238 | 65793
5343 | 14144 | 64640
5344 | 14173 | 63213
5345 | 14250 | 62551
5346 | 13718 | 61785
5347 | 13294 | 60621
5348 | 12965 | 58612
5349 | 13100 | 57825
5350 | 12669 | 54336
5351 | 12059 | 50126
5352 | 11246 | 46929
5353 | 10734 | 45103
5354 | 10432 | 44032
5355 | 10309 | 43982
5356 | 10281 | 44991
5357 | 10565 | 48218
5358 | 11213 | 54982
5359 | 12302 | 60705
5360 | 13511 | 64312
5361 | 14138 | 65657
5362 | 14399 | 67190
5363 | 14467 | 68627
5364 | 14304 | 68144
5365 | 14356 | 67318
5366 | 14324 | 66080
5367 | 14189 | 64975
5368 | 14172 | 63599
5369 | 14244 | 63081
5370 | 13649 | 62295
5371 | 13229 | 61236
5372 | 12897 | 59145
5373 | 13006 | 58270
5374 | 12682 | 54605
5375 | 12053 | 50177
5376 | 11275 | 47102
5377 | 10661 | 45361
5378 | 10384 | 44160
5379 | 10243 | 44202
5380 | 10225 | 45049
5381 | 10431 | 48416
5382 | 10982 | 54911
5383 | 12142 | 60376
5384 | 13332 | 63568
5385 | 13990 | 65112
5386 | 14234 | 66460
5387 | 14360 | 68020
5388 | 14288 | 67656
5389 | 14426 | 67301
5390 | 14456 | 66200
5391 | 14467 | 65338
5392 | 14503 | 63749
5393 | 14494 | 63256
5394 | 14119 | 62471
5395 | 13820 | 61316
5396 | 13614 | 59335
5397 | 13581 | 58488
5398 | 13025 | 54937
5399 | 12353 | 50767
5400 | 11527 | 47694
5401 | 10940 | 45791
5402 | 10682 | 44418
5403 | 10573 | 44398
5404 | 10569 | 45164
5405 | 10854 | 48372
5406 | 11536 | 54936
5407 | 12634 | 60503
5408 | 13823 | 63942
5409 | 14612 | 65452
5410 | 14951 | 67108
5411 | 14997 | 68319
5412 | 14912 | 67519
5413 | 14815 | 65923
5414 | 14682 | 64179
5415 | 14526 | 62778
5416 | 14454 | 61663
5417 | 14438 | 60904
5418 | 13986 | 60508
5419 | 13546 | 58923
5420 | 13139 | 56762
5421 | 13052 | 55363
5422 | 12642 | 51926
5423 | 12056 | 48115
5424 | 11269 | 45235
5425 | 10697 | 43228
5426 | 10392 | 41737
5427 | 10230 | 41145
5428 | 10133 | 41107
5429 | 10126 | 41612
5430 | 10191 | 43017
5431 | 10585 | 45985
5432 | 11341 | 49664
5433 | 12171 | 52669
5434 | 12561 | 54641
5435 | 12670 | 55872
5436 | 12598 | 54977
5437 | 12493 | 53147
5438 | 12381 | 51567
5439 | 12249 | 50614
5440 | 12291 | 50032
5441 | 12500 | 50424
5442 | 12455 | 50636
5443 | 12247 | 50037
5444 | 12057 | 48591
5445 | 12089 | 48165
5446 | 11763 | 45835
5447 | 11249 | 43001
5448 | 10632 | 40359
5449 | 10137 | 38471
5450 | 9828 | 37186
5451 | 9662 | 36786
5452 | 9559 | 36777
5453 | 9543 | 37211
5454 | 9430 | 37809
5455 | 9606 | 39571
5456 | 10168 | 42645
5457 | 10769 | 45556
5458 | 11236 | 48013
5459 | 11508 | 50554
5460 | 11683 | 50296
5461 | 11603 | 48597
5462 | 11503 | 47315
5463 | 11377 | 46828
5464 | 11433 | 46665
5465 | 11894 | 47679
5466 | 12043 | 48890
5467 | 11928 | 48873
5468 | 11927 | 48834
5469 | 12134 | 48843
5470 | 11794 | 47163
5471 | 11074 | 44010
5472 | 10472 | 41798
5473 | 10037 | 40374
5474 | 9857 | 39667
5475 | 9814 | 39927
5476 | 9861 | 41231
5477 | 10220 | 45335
5478 | 11076 | 53362
5479 | 12398 | 59669
5480 | 13643 | 63322
5481 | 14346 | 65092
5482 | 14637 | 66950
5483 | 14931 | 68458
5484 | 14834 | 67795
5485 | 14880 | 66868
5486 | 14777 | 65519
5487 | 14657 | 64111
5488 | 14592 | 62605
5489 | 14625 | 62419
5490 | 14114 | 62241
5491 | 13726 | 61266
5492 | 13482 | 59450
5493 | 13340 | 57501
5494 | 12604 | 53120
5495 | 11910 | 48918
5496 | 11070 | 45810
5497 | 10584 | 44025
5498 | 10312 | 43201
5499 | 10183 | 43327
5500 | 10202 | 44261
5501 | 10487 | 47883
5502 | 11361 | 54901
5503 | 12655 | 60570
5504 | 13850 | 63808
5505 | 14500 | 65153
5506 | 14766 | 66875
5507 | 14876 | 68100
5508 | 14715 | 67375
5509 | 14643 | 66441
5510 | 14560 | 64800
5511 | 14492 | 63668
5512 | 14420 | 62418
5513 | 14441 | 62065
5514 | 13838 | 61364
5515 | 13436 | 60303
5516 | 13150 | 58941
5517 | 13242 | 57618
5518 | 12567 | 53283
5519 | 11846 | 48735
5520 | 11019 | 45695
5521 | 10432 | 43908
5522 | 10157 | 43036
5523 | 10034 | 43067
5524 | 10048 | 44075
5525 | 10337 | 47812
5526 | 11198 | 54391
5527 | 12466 | 59960
5528 | 13675 | 63185
5529 | 14189 | 64550
5530 | 14337 | 66014
5531 | 14415 | 67512
5532 | 14215 | 66488
5533 | 14201 | 65578
5534 | 14165 | 64334
5535 | 14144 | 62964
5536 | 14164 | 61763
5537 | 14223 | 61234
5538 | 13677 | 60801
5539 | 13222 | 60019
5540 | 12941 | 58694
5541 | 13207 | 57380
5542 | 12576 | 53069
5543 | 11845 | 48553
5544 | 11049 | 45552
5545 | 10512 | 43800
5546 | 10194 | 42871
5547 | 10088 | 42944
5548 | 10101 | 44069
5549 | 10402 | 47661
5550 | 11172 | 54557
5551 | 12498 | 60029
5552 | 13656 | 63293
5553 | 14227 | 64539
5554 | 14400 | 66127
5555 | 14497 | 67518
5556 | 14369 | 66788
5557 | 14460 | 65942
5558 | 14424 | 64562
5559 | 14445 | 63350
5560 | 14474 | 61937
5561 | 14539 | 61620
5562 | 14112 | 61082
5563 | 13735 | 60158
5564 | 13517 | 58863
5565 | 13585 | 57601
5566 | 12849 | 53455
5567 | 12141 | 48919
5568 | 11345 | 45828
5569 | 10788 | 43987
5570 | 10496 | 42952
5571 | 10340 | 43057
5572 | 10275 | 43962
5573 | 10555 | 47646
5574 | 11325 | 54353
5575 | 12589 | 59798
5576 | 13869 | 63152
5577 | 14519 | 64681
5578 | 14745 | 66094
5579 | 14792 | 67140
5580 | 14689 | 66057
5581 | 14706 | 64851
5582 | 14635 | 62984
5583 | 14527 | 61658
5584 | 14465 | 60468
5585 | 14500 | 59901
5586 | 14115 | 59170
5587 | 13729 | 57853
5588 | 13388 | 56270
5589 | 13446 | 55281
5590 | 12794 | 51500
5591 | 12203 | 47653
5592 | 11467 | 44588
5593 | 10844 | 42682
5594 | 10447 | 41276
5595 | 10206 | 40761
5596 | 10106 | 40749
5597 | 10148 | 41501
5598 | 10274 | 43089
5599 | 10732 | 46086
5600 | 11511 | 49980
5601 | 12295 | 53313
5602 | 12539 | 55385
5603 | 12584 | 56430
5604 | 12496 | 55434
5605 | 12265 | 53263
5606 | 12076 | 51760
5607 | 11940 | 50842
5608 | 11997 | 50088
5609 | 12171 | 50086
5610 | 12225 | 50234
5611 | 12114 | 49630
5612 | 11972 | 48569
5613 | 12272 | 48377
5614 | 11957 | 46119
5615 | 11394 | 43119
5616 | 10796 | 40263
5617 | 10210 | 37993
5618 | 9877 | 36863
5619 | 9683 | 36229
5620 | 9447 | 35970
5621 | 9417 | 36360
5622 | 9344 | 36783
5623 | 9483 | 38674
5624 | 9973 | 42319
5625 | 10474 | 45465
5626 | 10801 | 48020
5627 | 10993 | 50632
5628 | 11123 | 50193
5629 | 11029 | 48344
5630 | 10951 | 47351
5631 | 10969 | 46351
5632 | 11206 | 45750
5633 | 11811 | 46712
5634 | 12028 | 48288
5635 | 12097 | 48897
5636 | 12255 | 49694
5637 | 12337 | 49333
5638 | 11827 | 47611
5639 | 11131 | 44558
5640 | 10495 | 42066
5641 | 10135 | 40900
5642 | 9982 | 40122
5643 | 9945 | 40561
5644 | 9977 | 42178
5645 | 10252 | 46302
5646 | 11070 | 54181
5647 | 12490 | 60415
5648 | 13751 | 63960
5649 | 14321 | 65670
5650 | 14462 | 67738
5651 | 14652 | 68710
5652 | 14652 | 67811
5653 | 14806 | 67540
5654 | 14754 | 67022
5655 | 14619 | 65922
5656 | 14586 | 64173
5657 | 14617 | 63515
5658 | 14034 | 63076
5659 | 13565 | 62559
5660 | 13359 | 61268
5661 | 13374 | 59072
5662 | 12566 | 54176
5663 | 11811 | 49650
5664 | 10958 | 46461
5665 | 10445 | 44817
5666 | 10174 | 43667
5667 | 10106 | 43634
5668 | 10126 | 44720
5669 | 10445 | 48744
5670 | 11404 | 56511
5671 | 12738 | 61883
5672 | 13882 | 65344
5673 | 14396 | 66505
5674 | 14525 | 68283
5675 | 14556 | 69553
5676 | 14299 | 68404
5677 | 14289 | 67458
5678 | 14150 | 66094
5679 | 14127 | 64745
5680 | 14189 | 63074
5681 | 14302 | 62418
5682 | 13795 | 61943
5683 | 13460 | 61240
5684 | 13436 | 60677
5685 | 13321 | 58812
5686 | 12508 | 54434
5687 | 11749 | 49961
5688 | 10943 | 47133
5689 | 10402 | 45247
5690 | 10115 | 44132
5691 | 9986 | 44165
5692 | 10018 | 45279
5693 | 10297 | 49278
5694 | 11295 | 56688
5695 | 12709 | 61923
5696 | 13941 | 64933
5697 | 14424 | 66268
5698 | 14577 | 68111
5699 | 14675 | 69431
5700 | 14513 | 68726
5701 | 14596 | 67978
5702 | 14694 | 66951
5703 | 14777 | 65779
5704 | 14774 | 63978
5705 | 14797 | 63043
5706 | 14150 | 62463
5707 | 13743 | 61508
5708 | 13748 | 61035
5709 | 13645 | 59757
5710 | 12828 | 55470
5711 | 11971 | 50794
5712 | 11156 | 47718
5713 | 10622 | 45711
5714 | 10353 | 44501
5715 | 10252 | 44544
5716 | 10241 | 45665
5717 | 10521 | 49551
5718 | 11448 | 57106
5719 | 12872 | 62623
5720 | 14050 | 65560
5721 | 14716 | 66730
5722 | 14958 | 68587
5723 | 15132 | 70081
5724 | 15037 | 69505
5725 | 15084 | 68969
5726 | 15013 | 67845
5727 | 14892 | 66340
5728 | 14779 | 64623
5729 | 14663 | 64177
5730 | 14085 | 63870
5731 | 13739 | 62999
5732 | 13692 | 62150
5733 | 13473 | 59517
5734 | 12567 | 54889
5735 | 11765 | 50478
5736 | 10917 | 47485
5737 | 10367 | 45542
5738 | 10027 | 44587
5739 | 9891 | 44669
5740 | 9935 | 45589
5741 | 10228 | 49105
5742 | 11162 | 56601
5743 | 12507 | 62138
5744 | 13701 | 65458
5745 | 14261 | 66670
5746 | 14359 | 68362
5747 | 14381 | 69446
5748 | 14169 | 68022
5749 | 14131 | 66461
5750 | 14045 | 64671
5751 | 13893 | 63271
5752 | 13771 | 61732
5753 | 13813 | 61495
5754 | 13428 | 60559
5755 | 13067 | 59316
5756 | 12898 | 58450
5757 | 12923 | 56365
5758 | 12153 | 52375
5759 | 11527 | 48641
5760 | 10724 | 45570
5761 | 10129 | 43476
5762 | 9759 | 42192
5763 | 9595 | 41586
5764 | 9484 | 41572
5765 | 9546 | 42469
5766 | 9736 | 44277
5767 | 10202 | 47226
5768 | 11044 | 51093
5769 | 11731 | 54285
5770 | 11996 | 56228
5771 | 12021 | 57114
5772 | 11868 | 56205
5773 | 11681 | 54211
5774 | 11512 | 52608
5775 | 11383 | 51583
5776 | 11496 | 51017
5777 | 11797 | 51091
5778 | 11954 | 51094
5779 | 11809 | 50511
5780 | 11883 | 50244
5781 | 12093 | 48999
5782 | 11665 | 46448
5783 | 11101 | 43296
5784 | 10463 | 40552
5785 | 9934 | 38735
5786 | 9626 | 37427
5787 | 9508 | 36889
5788 | 9414 | 36923
5789 | 9418 | 37453
5790 | 9465 | 38022
5791 | 9545 | 39929
5792 | 10150 | 43478
5793 | 10732 | 46517
5794 | 11005 | 49070
5795 | 11236 | 51146
5796 | 11359 | 50847
5797 | 11355 | 49056
5798 | 11236 | 47857
5799 | 11219 | 47140
5800 | 11473 | 46950
5801 | 11961 | 47519
5802 | 12116 | 48849
5803 | 12104 | 49404
5804 | 12355 | 50974
5805 | 12614 | 50580
5806 | 12092 | 48806
5807 | 11336 | 45632
5808 | 10643 | 43266
5809 | 10243 | 41834
5810 | 10079 | 41136
5811 | 10057 | 41348
5812 | 10099 | 42552
5813 | 10480 | 47103
5814 | 11593 | 55787
5815 | 13122 | 61873
5816 | 14420 | 65308
5817 | 15013 | 67177
5818 | 15150 | 69052
5819 | 15246 | 70315
5820 | 15233 | 69688
5821 | 15467 | 69091
5822 | 15459 | 68104
5823 | 15627 | 66928
5824 | 15882 | 65264
5825 | 15877 | 64495
5826 | 15118 | 63916
5827 | 14634 | 62843
5828 | 14486 | 62903
5829 | 14184 | 60362
5830 | 13214 | 55766
5831 | 12289 | 51266
5832 | 11437 | 48767
5833 | 10880 | 47021
5834 | 10650 | 46082
5835 | 10584 | 45912
5836 | 10567 | 46934
5837 | 10923 | 50612
5838 | 11961 | 58504
5839 | 13431 | 64163
5840 | 14577 | 67324
5841 | 15129 | 68399
5842 | 15253 | 70166
5843 | 15308 | 71749
5844 | 15119 | 71260
5845 | 15025 | 70015
5846 | 14843 | 68790
5847 | 14619 | 67744
5848 | 14481 | 66241
5849 | 14560 | 65324
5850 | 14049 | 64901
5851 | 13716 | 64226
5852 | 13738 | 63161
5853 | 13800 | 60449
5854 | 12922 | 55948
5855 | 12060 | 51383
5856 | 11187 | 48453
5857 | 10617 | 46453
5858 | 10339 | 45434
5859 | 10250 | 45659
5860 | 10266 | 46789
5861 | 10650 | 50712
5862 | 11607 | 58550
5863 | 13130 | 63625
5864 | 14375 | 66635
5865 | 14904 | 67666
5866 | 14988 | 69129
5867 | 14992 | 70155
5868 | 14786 | 69292
5869 | 14790 | 68410
5870 | 14718 | 67257
5871 | 14529 | 65909
5872 | 14453 | 64181
5873 | 14517 | 63609
5874 | 13915 | 63454
5875 | 13569 | 63114
5876 | 13660 | 62892
5877 | 13667 | 59806
5878 | 12850 | 55154
5879 | 12027 | 50455
5880 | 11203 | 47541
5881 | 10591 | 45758
5882 | 10335 | 44783
5883 | 10238 | 45035
5884 | 10265 | 46076
5885 | 10609 | 50121
5886 | 11627 | 58357
5887 | 13069 | 63552
5888 | 14189 | 66464
5889 | 14618 | 67305
5890 | 14709 | 68627
5891 | 14827 | 69806
5892 | 14777 | 68893
5893 | 14794 | 68154
5894 | 14760 | 66788
5895 | 14632 | 65682
5896 | 14643 | 64057
5897 | 14671 | 63465
5898 | 14205 | 63135
5899 | 13933 | 63207
5900 | 14069 | 63102
5901 | 13798 | 59860
5902 | 12841 | 55001
5903 | 12003 | 50568
5904 | 11151 | 47369
5905 | 10593 | 45506
5906 | 10332 | 44598
5907 | 10237 | 44677
5908 | 10281 | 45821
5909 | 10568 | 49821
5910 | 11641 | 57779
5911 | 13067 | 62935
5912 | 14228 | 65817
5913 | 14802 | 66892
5914 | 14893 | 68402
5915 | 14883 | 69602
5916 | 14716 | 68583
5917 | 14708 | 66663
5918 | 14646 | 65136
5919 | 14623 | 63427
5920 | 14707 | 62326
5921 | 14774 | 61708
5922 | 14343 | 61289
5923 | 13955 | 60901
5924 | 13937 | 60792
5925 | 13495 | 57583
5926 | 12731 | 53623
5927 | 12050 | 49589
5928 | 11248 | 46126
5929 | 10640 | 44000
5930 | 10278 | 42776
5931 | 10117 | 42152
5932 | 10036 | 42149
5933 | 10121 | 42941
5934 | 10415 | 44925
5935 | 10905 | 47672
5936 | 11816 | 51492
5937 | 12675 | 54665
5938 | 13034 | 56860
5939 | 13026 | 58181
5940 | 12875 | 57204
5941 | 12656 | 55421
5942 | 12391 | 53633
5943 | 12201 | 52432
5944 | 12177 | 51926
5945 | 12480 | 52550
5946 | 12598 | 53072
5947 | 12443 | 52989
5948 | 12637 | 52671
5949 | 12469 | 50072
5950 | 11896 | 47582
5951 | 11222 | 44483
5952 | 10546 | 41292
5953 | 10023 | 39270
5954 | 9759 | 38427
5955 | 9616 | 38146
5956 | 9553 | 38202
5957 | 9592 | 38784
5958 | 9690 | 39605
5959 | 9856 | 41111
5960 | 10407 | 44653
5961 | 11003 | 48043
5962 | 11331 | 50457
5963 | 11576 | 53173
5964 | 11747 | 52829
5965 | 11678 | 50936
5966 | 11531 | 49298
5967 | 11317 | 48191
5968 | 11442 | 47909
5969 | 12112 | 49136
5970 | 12319 | 50189
5971 | 12242 | 50769
5972 | 12605 | 51860
5973 | 12420 | 50078
5974 | 11795 | 48289
5975 | 11011 | 44943
5976 | 10410 | 42384
5977 | 10032 | 41053
5978 | 9893 | 40359
5979 | 9836 | 40773
5980 | 9972 | 42237
5981 | 10370 | 46993
5982 | 11605 | 56277
5983 | 13092 | 62403
5984 | 14275 | 66013
5985 | 14763 | 67240
5986 | 14821 | 68570
5987 | 14883 | 69707
5988 | 14759 | 69088
5989 | 14829 | 68344
5990 | 14762 | 67120
5991 | 14705 | 65869
5992 | 14723 | 64240
5993 | 14781 | 63844
5994 | 14241 | 63666
5995 | 13985 | 63850
5996 | 14174 | 63837
5997 | 13810 | 60037
5998 | 12850 | 55359
5999 | 11964 | 50701
6000 | 11141 | 47532
6001 | 10596 | 45644
6002 | 10391 | 44728
6003 | 10296 | 45132
6004 | 10327 | 46509
6005 | 10698 | 50528
6006 | 11881 | 58976
6007 | 13450 | 64147
6008 | 14593 | 66917
6009 | 15084 | 67716
6010 | 15013 | 69084
6011 | 15086 | 70218
6012 | 14964 | 69328
6013 | 14989 | 68781
6014 | 14912 | 67349
6015 | 14796 | 65818
6016 | 14747 | 64127
6017 | 14746 | 63808
6018 | 14205 | 63519
6019 | 13940 | 63851
6020 | 14221 | 64206
6021 | 13912 | 60217
6022 | 12890 | 55443
6023 | 12011 | 50680
6024 | 11188 | 47558
6025 | 10677 | 45544
6026 | 10427 | 44610
6027 | 10269 | 44843
6028 | 10343 | 46371
6029 | 10670 | 50521
6030 | 11773 | 58731
6031 | 13231 | 63963
6032 | 14361 | 66446
6033 | 14744 | 67149
6034 | 14732 | 68502
6035 | 14665 | 69937
6036 | 14461 | 69151
6037 | 14514 | 68281
6038 | 14435 | 66820
6039 | 14286 | 65311
6040 | 14264 | 63664
6041 | 14401 | 63178
6042 | 13880 | 63059
6043 | 13633 | 63193
6044 | 13987 | 63790
6045 | 13745 | 60175
6046 | 12778 | 55308
6047 | 11906 | 50656
6048 | 11023 | 47512
6049 | 10496 | 45759
6050 | 10224 | 44693
6051 | 10180 | 44816
6052 | 10190 | 46174
6053 | 10552 | 50363
6054 | 11661 | 58778
6055 | 13108 | 63641
6056 | 14161 | 66253
6057 | 14486 | 66952
6058 | 14424 | 67998
6059 | 14391 | 69010
6060 | 14169 | 68286
6061 | 14258 | 67627
6062 | 14187 | 66547
6063 | 14115 | 65190
6064 | 14157 | 63630
6065 | 14355 | 63117
6066 | 14033 | 63232
6067 | 13829 | 63807
6068 | 14206 | 64324
6069 | 13774 | 60370
6070 | 12795 | 55823
6071 | 11949 | 51282
6072 | 11144 | 48144
6073 | 10559 | 46141
6074 | 10273 | 45061
6075 | 10176 | 45343
6076 | 10227 | 46492
6077 | 10577 | 50495
6078 | 11709 | 58936
6079 | 13105 | 64194
6080 | 14174 | 66685
6081 | 14519 | 67442
6082 | 14441 | 68397
6083 | 14355 | 69250
6084 | 14111 | 68176
6085 | 14095 | 66598
6086 | 14014 | 65320
6087 | 13900 | 63878
6088 | 13890 | 62630
6089 | 14056 | 62231
6090 | 13665 | 61705
6091 | 13379 | 61804
6092 | 13694 | 61807
6093 | 13232 | 57909
6094 | 12418 | 53723
6095 | 11803 | 49404
6096 | 10948 | 46091
6097 | 10323 | 44124
6098 | 9984 | 42974
6099 | 9795 | 42608
6100 | 9761 | 42749
6101 | 9868 | 43685
6102 | 10229 | 45826
6103 | 10715 | 48641
6104 | 11540 | 52529
6105 | 12352 | 55526
6106 | 12642 | 57263
6107 | 12608 | 58401
6108 | 12397 | 57298
6109 | 12259 | 55229
6110 | 12223 | 53639
6111 | 12211 | 52843
6112 | 12372 | 52363
6113 | 12738 | 52700
6114 | 12768 | 53561
6115 | 12705 | 54404
6116 | 12904 | 54267
6117 | 12455 | 51208
6118 | 11895 | 48143
6119 | 11264 | 44761
6120 | 10587 | 41612
6121 | 10084 | 39531
6122 | 9838 | 38341
6123 | 9673 | 37822
6124 | 9590 | 37805
6125 | 9642 | 38361
6126 | 9788 | 39344
6127 | 9900 | 40785
6128 | 10553 | 44409
6129 | 11046 | 47807
6130 | 11388 | 50175
6131 | 11583 | 52660
6132 | 11653 | 52527
6133 | 11604 | 50432
6134 | 11476 | 49130
6135 | 11473 | 48032
6136 | 11763 | 47920
6137 | 12463 | 49254
6138 | 12682 | 50862
6139 | 12724 | 52204
6140 | 13037 | 53382
6141 | 12628 | 51009
6142 | 12008 | 49254
6143 | 11225 | 46038
6144 | 10509 | 43547
6145 | 10095 | 42072
6146 | 9955 | 41378
6147 | 9936 | 41744
6148 | 10050 | 43444
6149 | 10424 | 48280
6150 | 11737 | 58230
6151 | 13448 | 64263
6152 | 14577 | 67617
6153 | 15018 | 68442
6154 | 15133 | 69733
6155 | 15224 | 70934
6156 | 15045 | 70540
6157 | 15055 | 69931
6158 | 14994 | 67740
6159 | 14967 | 67146
6160 | 15023 | 65483
6161 | 15086 | 65167
6162 | 14538 | 64658
6163 | 14371 | 65286
6164 | 14572 | 64928
6165 | 13981 | 60943
6166 | 12942 | 56042
6167 | 12056 | 51523
6168 | 11224 | 48232
6169 | 10614 | 46573
6170 | 10345 | 45556
6171 | 10256 | 45895
6172 | 10282 | 47283
6173 | 10646 | 51302
6174 | 11864 | 60439
6175 | 13444 | 65223
6176 | 14472 | 67758
6177 | 14925 | 68501
6178 | 14958 | 69838
6179 | 14889 | 71289
6180 | 14667 | 70378
6181 | 14819 | 69220
6182 | 14976 | 68356
6183 | 15106 | 67214
6184 | 15091 | 65368
6185 | 15085 | 64847
6186 | 14590 | 64577
6187 | 14478 | 65599
6188 | 14589 | 65325
6189 | 13946 | 61306
6190 | 12986 | 56343
6191 | 12148 | 51576
6192 | 11249 | 48513
6193 | 10652 | 46540
6194 | 10333 | 45417
6195 | 10262 | 45512
6196 | 10306 | 47017
6197 | 10667 | 51429
6198 | 11848 | 60692
6199 | 13598 | 66056
6200 | 14797 | 68491
6201 | 15419 | 68978
6202 | 15577 | 70453
6203 | 15615 | 71853
6204 | 15500 | 71126
6205 | 15542 | 70377
6206 | 15594 | 68838
6207 | 15557 | 67895
6208 | 15498 | 66191
6209 | 15577 | 66555
6210 | 14988 | 66549
6211 | 14656 | 67391
6212 | 14754 | 65819
6213 | 14110 | 61978
6214 | 13139 | 57483
6215 | 12256 | 52820
6216 | 11299 | 49258
6217 | 10640 | 47322
6218 | 10401 | 46388
6219 | 10301 | 46375
6220 | 10330 | 47517
6221 | 10694 | 51678
6222 | 11912 | 60824
6223 | 13582 | 66109
6224 | 14772 | 68792
6225 | 15325 | 69548
6226 | 15431 | 71112
6227 | 15603 | 72555
6228 | 15501 | 71525
6229 | 15518 | 70773
6230 | 15467 | 69375
6231 | 15352 | 68049
6232 | 15299 | 66578
6233 | 15212 | 66411
6234 | 14640 | 66356
6235 | 14406 | 67173
6236 | 14748 | 65723
6237 | 14053 | 61479
6238 | 13043 | 56753
6239 | 12169 | 52004
6240 | 11295 | 48632
6241 | 10687 | 46384
6242 | 10407 | 45414
6243 | 10299 | 45619
6244 | 10334 | 46836
6245 | 10688 | 50961
6246 | 11865 | 59925
6247 | 13386 | 65126
6248 | 14502 | 67285
6249 | 14931 | 67804
6250 | 14858 | 68932
6251 | 14735 | 69687
6252 | 14524 | 68951
6253 | 14637 | 67080
6254 | 14590 | 65090
6255 | 14484 | 63847
6256 | 14362 | 62857
6257 | 14507 | 62163
6258 | 14175 | 61942
6259 | 14038 | 63025
6260 | 14264 | 62298
6261 | 13480 | 57830
6262 | 12615 | 53512
6263 | 11916 | 49471
6264 | 11151 | 46021
6265 | 10551 | 44083
6266 | 10175 | 42790
6267 | 9997 | 42369
6268 | 9945 | 42635
6269 | 10036 | 43479
6270 | 10471 | 45935
6271 | 11125 | 48659
6272 | 11939 | 52672
6273 | 12756 | 55594
6274 | 13036 | 57271
6275 | 13002 | 58192
6276 | 12868 | 57067
6277 | 12548 | 54968
6278 | 12269 | 53260
6279 | 12095 | 52504
6280 | 12227 | 51663
6281 | 12605 | 52205
6282 | 12679 | 53127
6283 | 12711 | 54395
6284 | 12999 | 53594
6285 | 12503 | 50195
6286 | 11912 | 47588
6287 | 11228 | 44233
6288 | 10576 | 41049
6289 | 10008 | 38843
6290 | 9709 | 37962
6291 | 9584 | 37531
6292 | 9537 | 37716
6293 | 9553 | 38455
6294 | 9748 | 39533
6295 | 9941 | 40796
6296 | 10514 | 44195
6297 | 11109 | 47569
6298 | 11478 | 50175
6299 | 11749 | 52534
6300 | 11836 | 52374
6301 | 11721 | 50395
6302 | 11477 | 48998
6303 | 11340 | 48089
6304 | 11502 | 47767
6305 | 12134 | 49201
6306 | 12370 | 51139
6307 | 12547 | 53044
6308 | 13021 | 53229
6309 | 12510 | 50554
6310 | 11850 | 48767
6311 | 11049 | 45365
6312 | 10356 | 42875
6313 | 9913 | 41376
6314 | 9777 | 40621
6315 | 9696 | 41298
6316 | 9791 | 43087
6317 | 10229 | 47998
6318 | 11584 | 58270
6319 | 13297 | 64051
6320 | 14395 | 66370
6321 | 14802 | 67046
6322 | 14668 | 68375
6323 | 14745 | 69381
6324 | 14590 | 68951
6325 | 14761 | 68200
6326 | 14723 | 66998
6327 | 14736 | 65702
6328 | 14801 | 64011
6329 | 14919 | 63609
6330 | 14465 | 64220
6331 | 14609 | 66408
6332 | 14609 | 64982
6333 | 13834 | 60453
6334 | 12839 | 55579
6335 | 11942 | 50951
6336 | 11173 | 47864
6337 | 10608 | 46023
6338 | 10376 | 45263
6339 | 10286 | 45317
6340 | 10330 | 46608
6341 | 10739 | 51108
6342 | 11968 | 60372
6343 | 13682 | 65604
6344 | 14735 | 67989
6345 | 15252 | 68469
6346 | 15251 | 69814
6347 | 15184 | 71255
6348 | 14891 | 70705
6349 | 14884 | 69877
6350 | 14930 | 68707
6351 | 14941 | 67403
6352 | 15066 | 65858
6353 | 15184 | 65662
6354 | 14700 | 65953
6355 | 14711 | 67516
6356 | 14683 | 65428
6357 | 13933 | 60840
6358 | 12986 | 56335
6359 | 12106 | 51494
6360 | 11255 | 48167
6361 | 10696 | 46245
6362 | 10437 | 45294
6363 | 10328 | 45664
6364 | 10369 | 47168
6365 | 10743 | 51243
6366 | 11921 | 60373
6367 | 13632 | 66245
6368 | 14646 | 68748
6369 | 15093 | 69292
6370 | 15111 | 70728
6371 | 15107 | 71707
6372 | 14942 | 70559
6373 | 14970 | 69621
6374 | 14890 | 68240
6375 | 14843 | 66988
6376 | 14854 | 65251
6377 | 15091 | 65245
6378 | 14562 | 65850
6379 | 14563 | 67726
6380 | 14687 | 65701
6381 | 13912 | 60900
6382 | 12899 | 56606
6383 | 12063 | 51769
6384 | 11154 | 48607
6385 | 10636 | 46675
6386 | 10371 | 45702
6387 | 10247 | 46084
6388 | 10299 | 47572
6389 | 10688 | 51788
6390 | 11986 | 60899
6391 | 13709 | 66178
6392 | 14709 | 68065
6393 | 15188 | 68236
6394 | 15296 | 69357
6395 | 15394 | 70508
6396 | 15270 | 69639
6397 | 15340 | 68624
6398 | 15382 | 67414
6399 | 15182 | 66172
6400 | 15169 | 64560
6401 | 15144 | 64251
6402 | 14699 | 64652
6403 | 14739 | 66926
6404 | 14764 | 65238
6405 | 13873 | 60885
6406 | 12815 | 56515
6407 | 11963 | 51804
6408 | 11057 | 48509
6409 | 10466 | 46632
6410 | 10192 | 45531
6411 | 10112 | 45798
6412 | 10151 | 47090
6413 | 10466 | 51134
6414 | 11700 | 60164
6415 | 13445 | 65694
6416 | 14454 | 68049
6417 | 14924 | 68554
6418 | 14870 | 69373
6419 | 14802 | 69864
6420 | 14510 | 68909
6421 | 14522 | 67244
6422 | 14417 | 65296
6423 | 14202 | 64083
6424 | 14071 | 63093
6425 | 14218 | 62858
6426 | 13895 | 62951
6427 | 13937 | 65039
6428 | 14169 | 62922
6429 | 13334 | 58383
6430 | 12441 | 54460
6431 | 11771 | 50153
6432 | 10976 | 46769
6433 | 10275 | 44518
6434 | 9966 | 43176
6435 | 9857 | 42755
6436 | 9812 | 43199
6437 | 9899 | 44120
6438 | 10319 | 46690
6439 | 10921 | 49689
6440 | 11700 | 53484
6441 | 12376 | 56252
6442 | 12406 | 57826
6443 | 12351 | 58452
6444 | 12223 | 57431
6445 | 12001 | 55528
6446 | 11828 | 53709
6447 | 11723 | 52843
6448 | 11821 | 52567
6449 | 12244 | 53293
6450 | 12394 | 54312
6451 | 12611 | 56219
6452 | 12859 | 54402
6453 | 12333 | 51037
6454 | 11749 | 48549
6455 | 11077 | 45151
6456 | 10393 | 42063
6457 | 9857 | 40014
6458 | 9534 | 38759
6459 | 9409 | 38296
6460 | 9364 | 38585
6461 | 9373 | 39144
6462 | 9563 | 40191
6463 | 9810 | 41844
6464 | 10358 | 45471
6465 | 10843 | 48436
6466 | 11032 | 50632
6467 | 11115 | 52672
6468 | 11299 | 52300
6469 | 11166 | 50226
6470 | 11038 | 48436
6471 | 11027 | 47548
6472 | 11261 | 47322
6473 | 11912 | 49011
6474 | 12165 | 51303
6475 | 12598 | 54163
6476 | 12905 | 53761
6477 | 12351 | 51288
6478 | 11687 | 49793
6479 | 10834 | 46261
6480 | 10190 | 43614
6481 | 9795 | 42146
6482 | 9646 | 41521
6483 | 9646 | 42058
6484 | 9781 | 44120
6485 | 10199 | 48941
6486 | 11505 | 58703
6487 | 13323 | 64471
6488 | 14399 | 67006
6489 | 14772 | 67895
6490 | 14729 | 68973
6491 | 14762 | 69879
6492 | 14513 | 69252
6493 | 14675 | 68516
6494 | 14628 | 66968
6495 | 14550 | 65529
6496 | 14569 | 63880
6497 | 14629 | 63526
6498 | 14150 | 64380
6499 | 14478 | 67504
6500 | 14557 | 65291
6501 | 13739 | 60807
6502 | 12674 | 56210
6503 | 11778 | 51508
6504 | 10914 | 48272
6505 | 10382 | 46519
6506 | 10140 | 45479
6507 | 9983 | 45973
6508 | 10050 | 47625
6509 | 10442 | 51578
6510 | 11814 | 60957
6511 | 13620 | 66428
6512 | 14505 | 68291
6513 | 14764 | 68417
6514 | 14581 | 69092
6515 | 14420 | 70191
6516 | 14155 | 69563
6517 | 14203 | 68422
6518 | 14163 | 67160
6519 | 14113 | 65925
6520 | 14229 | 64508
6521 | 14452 | 64175
6522 | 14110 | 64891
6523 | 14461 | 68113
6524 | 14553 | 65967
6525 | 13750 | 61590
6526 | 12727 | 57132
6527 | 11821 | 52322
6528 | 10961 | 48922
6529 | 10359 | 47059
6530 | 10112 | 46136
6531 | 10029 | 46453
6532 | 10061 | 48085
6533 | 10429 | 52316
6534 | 11716 | 61434
6535 | 13565 | 66598
6536 | 14533 | 68522
6537 | 14772 | 68651
6538 | 14664 | 69339
6539 | 14490 | 70100
6540 | 14199 | 68961
6541 | 14234 | 67945
6542 | 14168 | 66602
6543 | 14106 | 65336
6544 | 14219 | 63806
6545 | 14483 | 63614
6546 | 14092 | 64760
6547 | 14365 | 68105
6548 | 14494 | 65845
6549 | 13716 | 61431
6550 | 12569 | 57117
6551 | 11734 | 52348
6552 | 10885 | 48573
6553 | 10290 | 46837
6554 | 9928 | 46372
6555 | 9965 | 47830
6556 | 10403 | 51865
6557 | 11695 | 60832
6558 | 13537 | 66000
6559 | 14420 | 67029
6560 | 14693 | 66119
6561 | 14459 | 66149
6562 | 14336 | 66484
6563 | 14074 | 65302
6564 | 14083 | 64570
6565 | 14054 | 63592
6566 | 14017 | 62644
6567 | 14120 | 61628
6568 | 14350 | 62104
6569 | 14085 | 63783
6570 | 14530 | 67476
6571 | 14639 | 65279
6572 | 13734 | 60797
6573 | 12681 | 56426
6574 | 11768 | 51654
6575 | 10024 | 45944
6576 | 10935 | 48505
6577 | 10375 | 46622
6578 | 10115 | 46237
6579 | 10154 | 47730
6580 | 10540 | 51743
6581 | 11815 | 60711
6582 | 13673 | 65930
6583 | 14616 | 67005
6584 | 14889 | 66378
6585 | 14706 | 66449
6586 | 14528 | 66397
6587 | 14186 | 64808
6588 | 14142 | 63167
6589 | 14042 | 61630
6590 | 13945 | 60392
6591 | 13959 | 59695
6592 | 14258 | 60271
6593 | 14021 | 61325
6594 | 14294 | 64336
6595 | 14269 | 61871
6596 | 13366 | 57584
6597 | 12492 | 53425
6598 | 11837 | 49177
6599 | 10170 | 45657
6600 | 10992 | 45716
6601 | 10378 | 43416
6602 | 9825 | 41639
6603 | 9813 | 41668
6604 | 9892 | 41443
6605 | 10397 | 41912
6606 | 11084 | 43693
6607 | 11854 | 46260
6608 | 12516 | 48340
6609 | 12640 | 49567
6610 | 12595 | 50634
6611 | 12470 | 49724
6612 | 12206 | 47807
6613 | 11980 | 46305
6614 | 11852 | 45846
6615 | 12009 | 45938
6616 | 12480 | 47762
6617 | 12674 | 50121
6618 | 13105 | 52926
6619 | 13045 | 51132
6620 | 12391 | 48509
6621 | 11791 | 46710
6622 | 11099 | 43613
6623 | 9963 | 42080
6624 | 10306 | 40704
6625 | 9794 | 38780
6626 | 9405 | 37299
6627 | 9436 | 37667
6628 | 9469 | 38251
6629 | 9688 | 39318
6630 | 10044 | 41127
6631 | 10650 | 44202
6632 | 11302 | 46759
6633 | 11582 | 48791
6634 | 11580 | 50705
6635 | 11536 | 49773
6636 | 11344 | 48098
6637 | 11180 | 46907
6638 | 11158 | 46586
6639 | 11415 | 46787
6640 | 12191 | 48664
6641 | 12480 | 51150
6642 | 13093 | 54258
6643 | 13051 | 52826
6644 | 12483 | 50518
6645 | 11836 | 49173
6646 | 10990 | 45698
6647 | 9516 | 37687
6648 | 10241 | 42936
6649 | 9834 | 41429
6650 | 9619 | 41480
6651 | 9732 | 43271
6652 | 10220 | 48217
6653 | 11532 | 58284
6654 | 13562 | 64805
6655 | 14497 | 66531
6656 | 14891 | 66044
6657 | 14901 | 66400
6658 | 14855 | 66984
6659 | 14680 | 65966
6660 | 14852 | 65455
6661 | 14778 | 64470
6662 | 14734 | 63934
6663 | 14859 | 62835
6664 | 15006 | 63397
6665 | 14649 | 65109
6666 | 15104 | 68401
6667 | 14704 | 64958
6668 | 13793 | 60805
6669 | 12805 | 56515
6670 | 11938 | 51834
6671 | 9675 | 40940
6672 | 11085 | 48516
6673 | 10546 | 46385
6674 | 10244 | 45913
6675 | 10304 | 47456
6676 | 10711 | 51673
6677 | 11974 | 60770
6678 | 14008 | 67337
6679 | 14980 | 69171
6680 | 15447 | 69311
6681 | 15559 | 70422
6682 | 15455 | 71446
6683 | 15268 | 70250
6684 | 15347 | 69108
6685 | 15276 | 67655
6686 | 15234 | 66777
6687 | 15282 | 65685
6688 | 15414 | 65970
6689 | 14901 | 67457
6690 | 15232 | 69510
6691 | 14849 | 65702
6692 | 13977 | 61467
6693 | 12963 | 56848
6694 | 12114 | 52000
6695 | 10339 | 45720
6696 | 11217 | 48582
6697 | 10605 | 46609
6698 | 10222 | 45827
6699 | 10289 | 47619
6700 | 10675 | 51881
6701 | 11972 | 61178
6702 | 13923 | 67357
6703 | 14955 | 69554
6704 | 15339 | 69908
6705 | 15404 | 70980
6706 | 15428 | 72049
6707 | 15271 | 70986
6708 | 15370 | 69812
6709 | 15263 | 68640
6710 | 15247 | 67439
6711 | 15349 | 66083
6712 | 15533 | 66560
6713 | 15143 | 67802
6714 | 15376 | 69811
6715 | 14888 | 66160
6716 | 13983 | 61767
6717 | 12969 | 57335
6718 | 12116 | 52402
6719 | 10296 | 45588
6720 | 11231 | 48974
6721 | 10596 | 46971
6722 | 10261 | 45908
6723 | 10335 | 47662
6724 | 10712 | 51704
6725 | 11963 | 60747
6726 | 13999 | 67304
6727 | 15028 | 69137
6728 | 15428 | 69541
6729 | 15374 | 70379
6730 | 15347 | 71146
6731 | 15117 | 70499
6732 | 15132 | 69579
6733 | 15047 | 68336
6734 | 14972 | 67340
6735 | 15000 | 66129
6736 | 15119 | 66273
6737 | 14833 | 67632
6738 | 15268 | 69451
6739 | 14898 | 65872
6740 | 13981 | 61543
6741 | 12971 | 57278
6742 | 12068 | 52311
6743 | 10360 | 45708
6744 | 11218 | 48526
6745 | 10631 | 46679
6746 | 10249 | 46020
6747 | 10385 | 47415
6748 | 10740 | 51303
6749 | 11937 | 59945
6750 | 13938 | 66590
6751 | 14908 | 68902
6752 | 15324 | 68763
6753 | 15308 | 69361
6754 | 15155 | 69825
6755 | 14912 | 68672
6756 | 14835 | 66831
6757 | 14673 | 65011
6758 | 14520 | 63738
6759 | 14505 | 62823
6760 | 14701 | 63199
6761 | 14400 | 64728
6762 | 14835 | 66733
6763 | 14448 | 62828
6764 | 13479 | 58444
6765 | 12603 | 54774
6766 | 11935 | 50500
6767 | 10366 | 45580
6768 | 11108 | 47185
6769 | 10451 | 44959
6770 | 10019 | 43598
6771 | 9980 | 43984
6772 | 10061 | 44603
6773 | 10444 | 46707
6774 | 11248 | 49797
6775 | 12098 | 53118
6776 | 12868 | 55609
6777 | 13159 | 56731
6778 | 13074 | 57145
6779 | 12711 | 55719
6780 | 12388 | 53562
6781 | 12161 | 51925
6782 | 12041 | 51497
6783 | 12242 | 51845
6784 | 12809 | 53601
6785 | 12987 | 56132
6786 | 13488 | 58400
6787 | 13212 | 55112
6788 | 12590 | 51987
6789 | 11964 | 49888
6790 | 11312 | 46587
6791 | 10142 | 43639
6792 | 10571 | 42969
6793 | 10031 | 40819
6794 | 9598 | 39700
6795 | 9592 | 40100
6796 | 9644 | 40278
6797 | 9836 | 40745
6798 | 10250 | 42521
6799 | 10801 | 45152
6800 | 11313 | 47315
6801 | 11534 | 48880
6802 | 11534 | 51246
6803 | 11532 | 50162
6804 | 11396 | 48045
6805 | 11172 | 46685
6806 | 11138 | 46226
6807 | 11438 | 46659
6808 | 12265 | 49074
6809 | 12676 | 52987
6810 | 13412 | 56310
6811 | 13291 | 54484
6812 | 12641 | 52460
6813 | 11939 | 51430
6814 | 11091 | 47957
6815 | 9736 | 39784
6816 | 10332 | 45047
6817 | 9960 | 43397
6818 | 9806 | 43444
6819 | 9990 | 45079
6820 | 10501 | 49974
6821 | 11976 | 59641
6822 | 14073 | 66326
6823 | 14980 | 68043
6824 | 15316 | 67821
6825 | 15252 | 67892
6826 | 15149 | 68426
6827 | 14770 | 67463
6828 | 14906 | 66463
6829 | 14769 | 65316
6830 | 14663 | 64593
6831 | 14692 | 63675
6832 | 14923 | 64591
6833 | 14675 | 67114
6834 | 15436 | 69964
6835 | 15008 | 65973
6836 | 14060 | 61642
6837 | 12949 | 57925
6838 | 11978 | 53135
6839 | 9826 | 42949
6840 | 11049 | 49716
6841 | 10478 | 48042
6842 | 10229 | 47675
6843 | 10370 | 49170
6844 | 10808 | 52937
6845 | 12105 | 61555
6846 | 14296 | 68085
6847 | 15338 | 70089
6848 | 15675 | 70369
6849 | 15568 | 71358
6850 | 15511 | 72221
6851 | 15325 | 71273
6852 | 15391 | 70476
6853 | 15361 | 69323
6854 | 15360 | 68586
6855 | 15478 | 67669
6856 | 15566 | 68250
6857 | 15282 | 70196
6858 | 15786 | 71228
6859 | 15255 | 66902
6860 | 14341 | 62837
6861 | 13240 | 59011
6862 | 12295 | 54434
6863 | 10278 | 47196
6864 | 11320 | 51161
6865 | 10719 | 49173
6866 | 10425 | 48832
6867 | 10486 | 50443
6868 | 10895 | 54284
6869 | 12192 | 62589
6870 | 14360 | 69504
6871 | 15596 | 72092
6872 | 16027 | 72602
6873 | 16152 | 73578
6874 | 16232 | 74634
6875 | 16109 | 73776
6876 | 16250 | 72747
6877 | 16195 | 71655
6878 | 16065 | 70748
6879 | 16139 | 69318
6880 | 16279 | 69175
6881 | 15955 | 71031
6882 | 16063 | 71481
6883 | 15331 | 67394
6884 | 14376 | 63280
6885 | 13286 | 59464
6886 | 12326 | 54513
6887 | 10505 | 48325
6888 | 11390 | 50954
6889 | 10852 | 49098
6890 | 10518 | 48631
6891 | 10606 | 50102
6892 | 11002 | 53867
6893 | 12304 | 62278
6894 | 14452 | 69095
6895 | 15643 | 71627
6896 | 16121 | 72331
6897 | 16324 | 73526
6898 | 16303 | 74449
6899 | 16189 | 73977
6900 | 16239 | 73085
6901 | 16189 | 72038
6902 | 16163 | 71135
6903 | 16231 | 69774
6904 | 16393 | 70067
6905 | 16111 | 71567
6906 | 16200 | 71718
6907 | 15499 | 67469
6908 | 14386 | 63158
6909 | 13406 | 59525
6910 | 12449 | 54980
6911 | 10567 | 48430
6912 | 11540 | 51513
6913 | 10902 | 49330
6914 | 10550 | 48640
6915 | 10659 | 50140
6916 | 10958 | 53770
6917 | 12245 | 61719
6918 | 14366 | 68582
6919 | 15689 | 71153
6920 | 16183 | 71936
6921 | 16292 | 73116
6922 | 16363 | 73628
6923 | 16122 | 72440
6924 | 16106 | 70682
6925 | 15971 | 69085
6926 | 15771 | 68027
6927 | 15717 | 67173
6928 | 15836 | 67745
6929 | 15584 | 69533
6930 | 15560 | 69281
6931 | 14823 | 64752
6932 | 13849 | 60690
6933 | 12975 | 57566
6934 | 12248 | 53566
6935 | 10623 | 48274
6936 | 11354 | 49747
6937 | 10727 | 47390
6938 | 10234 | 45760
6939 | 10204 | 46110
6940 | 10278 | 46536
6941 | 10673 | 48022
6942 | 11546 | 51420
6943 | 12406 | 54956
6944 | 13305 | 57954
6945 | 13767 | 59589
6946 | 13930 | 60453
6947 | 13834 | 59575
6948 | 13635 | 57546
6949 | 13395 | 55957
6950 | 13236 | 55395
6951 | 13319 | 55237
6952 | 13734 | 56756
6953 | 13852 | 59566
6954 | 13970 | 59601
6955 | 13407 | 55677
6956 | 12706 | 52816
6957 | 11996 | 51211
6958 | 11305 | 48081
6959 | 10402 | 45951
6960 | 10603 | 44928
6961 | 10050 | 42581
6962 | 9631 | 41253
6963 | 9633 | 41639
6964 | 9661 | 41842
6965 | 9828 | 41812
6966 | 10335 | 43684
6967 | 10854 | 46539
6968 | 11529 | 49989
6969 | 11986 | 52379
6970 | 12298 | 54589
6971 | 12473 | 54033
6972 | 12411 | 51971
6973 | 12307 | 50725
6974 | 12217 | 50447
6975 | 12414 | 50526
6976 | 13051 | 52668
6977 | 13406 | 56497
6978 | 13601 | 57438
6979 | 13179 | 54893
6980 | 12578 | 52923
6981 | 11930 | 52348
6982 | 11068 | 49077
6983 | 9748 | 41411
6984 | 10345 | 46066
6985 | 9876 | 44341
6986 | 9752 | 44416
6987 | 9907 | 46284
6988 | 10369 | 50617
6989 | 11613 | 59959
6990 | 13554 | 67454
6991 | 14804 | 70145
6992 | 15325 | 70573
6993 | 15589 | 71542
6994 | 15614 | 72362
6995 | 15483 | 71413
6996 | 15502 | 70481
6997 | 15372 | 69373
6998 | 15182 | 68463
6999 | 15134 | 67038
7000 | 15259 | 67326
7001 | 15025 | 69763
7002 | 15324 | 70725
7003 | 14699 | 66432
7004 | 13793 | 62455
7005 | 12713 | 58863
7006 | 11872 | 54045
7007 | 9746 | 43786
7008 | 11076 | 50481
7009 | 10531 | 48331
7010 | 10180 | 48122
7011 | 10256 | 49672
7012 | 10668 | 53261
7013 | 11892 | 61602
7014 | 13771 | 68612
7015 | 14906 | 70782
7016 | 15423 | 71124
7017 | 15458 | 72175
7018 | 15445 | 72729
7019 | 15345 | 71772
7020 | 15370 | 70856
7021 | 15201 | 69769
7022 | 15018 | 68993
7023 | 14906 | 67800
7024 | 15042 | 68150
7025 | 14951 | 70493
7026 | 15369 | 70845
7027 | 14788 | 66772
7028 | 13914 | 62721
7029 | 12900 | 58945
7030 | 11980 | 54160
7031 | 10274 | 47573
7032 | 11088 | 50628
7033 | 10557 | 48413
7034 | 10254 | 47963
7035 | 10329 | 49724
7036 | 10693 | 53411
7037 | 11894 | 61724
7038 | 13805 | 68566
7039 | 14958 | 70600
7040 | 15479 | 70681
7041 | 15593 | 71557
7042 | 15437 | 72254
7043 | 15281 | 71088
7044 | 15375 | 70141
7045 | 15322 | 68698
7046 | 15254 | 67863
7047 | 15349 | 66798
7048 | 15513 | 67308
7049 | 15334 | 70429
7050 | 15348 | 71231
7051 | 14727 | 67195
7052 | 13912 | 63118
7053 | 12911 | 59345
7054 | 11987 | 54454
7055 | 10329 | 47530
7056 | 11117 | 50940
7057 | 10559 | 48614
7058 | 10172 | 48377
7059 | 10252 | 49995
7060 | 10651 | 53884
7061 | 11852 | 62187
7062 | 13754 | 68789
7063 | 14970 | 70557
7064 | 15484 | 70404
7065 | 15618 | 71031
7066 | 15698 | 71787
7067 | 15505 | 71309
7068 | 15475 | 70601
7069 | 15431 | 69619
7070 | 15358 | 68645
7071 | 15335 | 67582
7072 | 15445 | 68391
7073 | 15274 | 70828
7074 | 15478 | 71013
7075 | 14872 | 66956
7076 | 13941 | 62948
7077 | 12928 | 58964
7078 | 12047 | 54181
7079 | 10277 | 47618
7080 | 11222 | 50420
7081 | 10642 | 48445
7082 | 10227 | 47949
7083 | 10275 | 49517
7084 | 10668 | 53199
7085 | 11800 | 61191
7086 | 13626 | 67935
7087 | 14820 | 69829
7088 | 15304 | 69254
7089 | 15431 | 69401
7090 | 15400 | 69490
7091 | 15150 | 68973
7092 | 15098 | 67320
7093 | 14967 | 65954
7094 | 14703 | 64858
7095 | 14706 | 63903
7096 | 14936 | 64581
7097 | 14962 | 67894
7098 | 14934 | 68307
7099 | 14275 | 63937
7100 | 13435 | 60031
7101 | 12584 | 56701
7102 | 11934 | 52399
7103 | 10331 | 47311
7104 | 11068 | 48693
7105 | 10433 | 46328
7106 | 9903 | 45383
7107 | 9892 | 45750
7108 | 10012 | 46221
7109 | 10483 | 47862
7110 | 11317 | 51442
7111 | 12211 | 54533
7112 | 13062 | 56641
7113 | 13423 | 57574
7114 | 13498 | 57952
7115 | 13373 | 56922
7116 | 13102 | 54974
7117 | 12813 | 53204
7118 | 12647 | 52838
7119 | 12745 | 53002
7120 | 13170 | 54909
7121 | 13555 | 59121
7122 | 13691 | 59203
7123 | 13157 | 55738
7124 | 12536 | 52737
7125 | 11933 | 50948
7126 | 11296 | 47357
7127 | 10097 | 45224
7128 | 10621 | 44046
7129 | 10075 | 41823
7130 | 9534 | 40065
7131 | 9539 | 40323
7132 | 9637 | 40553
7133 | 9955 | 41848
7134 | 10372 | 44483
7135 | 11012 | 48311
7136 | 11496 | 50963
7137 | 11612 | 52649
7138 | 11754 | 54456
7139 | 11765 | 53339
7140 | 11683 | 51249
7141 | 11650 | 49886
7142 | 11773 | 49466
7143 | 12178 | 50485
7144 | 13387 | 55409
7145 | 13900 | 57913
7146 | 13601 | 56105
7147 | 13092 | 53444
7148 | 12429 | 51649
7149 | 11807 | 50971
7150 | 10981 | 47543
7151 | 9757 | 40466
7152 | 9576 | 40049
7153 | 10364 | 44925
7154 | 10037 | 43355
7155 | 9846 | 44076
7156 | 9992 | 46257
7157 | 10511 | 50961
7158 | 11897 | 60161
7159 | 13710 | 65839
7160 | 14813 | 68174
7161 | 15096 | 68038
7162 | 14926 | 68543
7163 | 14794 | 68674
7164 | 14574 | 67515
7165 | 14614 | 66767
7166 | 14643 | 65945
7167 | 14745 | 65689
7168 | 15056 | 65590
7169 | 15804 | 70149
7170 | 16064 | 72138
7171 | 15598 | 69918
7172 | 14779 | 65564
7173 | 13877 | 61816
7174 | 12797 | 58396
7175 | 11876 | 53576
7176 | 9853 | 43095
7177 | 11039 | 50129
7178 | 10523 | 48444
7179 | 10289 | 48277
7180 | 10357 | 49958
7181 | 10788 | 54012
7182 | 12166 | 62133
7183 | 13832 | 67372
7184 | 14832 | 68992
7185 | 15076 | 68800
7186 | 14863 | 69148
7187 | 14768 | 69747
7188 | 14599 | 68584
7189 | 14702 | 68098
7190 | 14779 | 67468
7191 | 14962 | 67149
7192 | 15276 | 67406
7193 | 16044 | 71821
7194 | 16033 | 73103
7195 | 15629 | 70975
7196 | 14804 | 66545
7197 | 13919 | 62585
7198 | 12844 | 58902
7199 | 11943 | 53800
7200 | 10317 | 47630
7201 | 11078 | 50533
7202 | 10581 | 48728
7203 | 10325 | 48677
7204 | 10339 | 50482
7205 | 10767 | 54456
7206 | 12076 | 62587
7207 | 13872 | 67694
7208 | 14970 | 69397
7209 | 15424 | 69641
7210 | 15494 | 70195
7211 | 15524 | 70698
7212 | 15410 | 69551
7213 | 15539 | 69136
7214 | 15528 | 68429
7215 | 15471 | 68311
7216 | 15660 | 68245
7217 | 16425 | 72376
7218 | 16073 | 73346
7219 | 15581 | 70940
7220 | 14768 | 66514
7221 | 13862 | 62700
7222 | 12836 | 59093
7223 | 12009 | 54090
7224 | 10347 | 47996
7225 | 11122 | 50357
7226 | 10581 | 48249
7227 | 10271 | 47713
7228 | 10351 | 49379
7229 | 10775 | 53265
7230 | 12022 | 61593
7231 | 13804 | 67116
7232 | 14879 | 69386
7233 | 15302 | 69523
7234 | 15241 | 70211
7235 | 15097 | 71296
7236 | 14849 | 70131
7237 | 14900 | 69490
7238 | 14973 | 68958
7239 | 15044 | 68476
7240 | 15293 | 68235
7241 | 16069 | 71902
7242 | 16098 | 72336
7243 | 15674 | 70374
7244 | 14961 | 66262
7245 | 13939 | 62202
7246 | 12914 | 58590
7247 | 12023 | 53623
7248 | 10331 | 47232
7249 | 11178 | 50249
7250 | 10497 | 48167
7251 | 10347 | 47902
7252 | 10423 | 49539
7253 | 10828 | 53424
7254 | 12039 | 61635
7255 | 13781 | 67195
7256 | 14786 | 69834
7257 | 15222 | 70148
7258 | 15176 | 70714
7259 | 15071 | 71115
7260 | 14926 | 69606
7261 | 14933 | 68003
7262 | 14841 | 66447
7263 | 14818 | 65683
7264 | 15012 | 66312
7265 | 15878 | 70194
7266 | 15811 | 70640
7267 | 15234 | 68181
7268 | 14447 | 63698
7269 | 13476 | 59808
7270 | 12595 | 56670
7271 | 11903 | 52255
7272 | 10340 | 47297
7273 | 11103 | 48522
7274 | 10551 | 46169
7275 | 10138 | 45137
7276 | 10079 | 45556
7277 | 10108 | 45974
7278 | 10648 | 47287
7279 | 11366 | 50320
7280 | 12145 | 53455
7281 | 12805 | 55375
7282 | 12994 | 56276
7283 | 12885 | 56473
7284 | 12666 | 55076
7285 | 12442 | 53177
7286 | 12376 | 51954
7287 | 12440 | 52053
7288 | 12866 | 53504
7289 | 13992 | 58700
7290 | 14301 | 60207
7291 | 13861 | 57862
7292 | 13184 | 54287
7293 | 12478 | 51861
7294 | 11902 | 50542
7295 | 11255 | 47182
7296 | 10258 | 45105
7297 | 10663 | 44092
7298 | 10210 | 42066
7299 | 9927 | 41007
7300 | 9806 | 41036
7301 | 9745 | 41369
7302 | 9821 | 41308
7303 | 10070 | 41208
7304 | 10410 | 42824
7305 | 11038 | 46287
7306 | 11616 | 49170
7307 | 11873 | 51285
7308 | 11975 | 53328
7309 | 12044 | 52661
7310 | 12003 | 50705
7311 | 11969 | 48935
7312 | 12006 | 48200
7313 | 12449 | 49593
7314 | 13784 | 55716
7315 | 14193 | 58259
7316 | 13863 | 56786
7317 | 13380 | 54341
7318 | 12687 | 52506
7319 | 12026 | 51580
7320 | 11145 | 48071
7321 | 10563 | 45346
7322 | 10229 | 43919
7323 | 10098 | 43561
7324 | 10086 | 44321
7325 | 10187 | 46546
7326 | 10633 | 51192
7327 | 12073 | 60662
7328 | 14041 | 66400
7329 | 15073 | 68768
7330 | 15446 | 69243
7331 | 15284 | 70244
7332 | 15256 | 70864
7333 | 15011 | 69904
7334 | 15075 | 69248
7335 | 15079 | 68069
7336 | 15118 | 67499
7337 | 15476 | 67556
7338 | 16188 | 72117
7339 | 16180 | 72915
7340 | 15684 | 70789
7341 | 14946 | 66598
7342 | 14026 | 62676
7343 | 12986 | 59095
7344 | 12079 | 54165
7345 | 11209 | 50943
7346 | 10734 | 49072
7347 | 10506 | 48378
7348 | 10420 | 48897
7349 | 10509 | 50657
7350 | 10934 | 54324
7351 | 12313 | 62760
7352 | 14230 | 68310
7353 | 15188 | 70031
7354 | 15497 | 70036
7355 | 15409 | 71110
7356 | 15339 | 71781
7357 | 15072 | 70715
7358 | 15174 | 69908
7359 | 15203 | 68509
7360 | 15318 | 68129
7361 | 15567 | 68570
7362 | 16563 | 73002
7363 | 16255 | 73012
7364 | 15732 | 71424
7365 | 14969 | 67183
7366 | 14058 | 63233
7367 | 13043 | 59400
7368 | 12153 | 54522
7369 | 11290 | 51228
7370 | 10807 | 49466
7371 | 10522 | 48846
7372 | 10455 | 49379
7373 | 10491 | 51039
7374 | 10906 | 55012
7375 | 12221 | 63164
7376 | 14138 | 68564
7377 | 15162 | 70247
7378 | 15618 | 70096
7379 | 15696 | 70448
7380 | 15735 | 71528
7381 | 15606 | 70773
7382 | 15758 | 69814
7383 | 15736 | 68611
7384 | 15678 | 68087
7385 | 15941 | 68420
7386 | 16761 | 72788
7387 | 16338 | 73164
7388 | 15793 | 71132
7389 | 15048 | 66855
7390 | 14160 | 62841
7391 | 13142 | 59072
7392 | 12250 | 54029
7393 | 11387 | 50530
7394 | 10863 | 48488
7395 | 10610 | 47582
7396 | 10534 | 48068
7397 | 10549 | 49783
7398 | 10933 | 53700
7399 | 12264 | 62310
7400 | 14169 | 68003
7401 | 15154 | 69465
7402 | 15624 | 68893
7403 | 15845 | 69806
7404 | 15925 | 70611
7405 | 15715 | 69534
7406 | 15790 | 68689
7407 | 15784 | 67598
7408 | 15810 | 67037
7409 | 16017 | 67615
7410 | 16724 | 72327
7411 | 16406 | 72808
7412 | 15929 | 70738
7413 | 15224 | 66381
7414 | 14259 | 62564
7415 | 13215 | 58828
7416 | 12341 | 54086
7417 | 11574 | 50243
7418 | 11036 | 48165
7419 | 10721 | 47234
7420 | 10601 | 47836
7421 | 10604 | 49365
7422 | 11022 | 53153
7423 | 12328 | 61457
7424 | 14281 | 66959
7425 | 15317 | 69312
7426 | 15797 | 69685
7427 | 15974 | 70589
7428 | 16021 | 71060
7429 | 15868 | 69677
7430 | 15918 | 68052
7431 | 15764 | 66352
7432 | 15617 | 65757
7433 | 15867 | 66763
7434 | 16704 | 70476
7435 | 16185 | 70063
7436 | 15591 | 67672
7437 | 14840 | 63320
7438 | 13866 | 59380
7439 | 13002 | 56261
7440 | 12401 | 52060
7441 | 11525 | 48386
7442 | 10918 | 45973
7443 | 10538 | 44727
7444 | 10369 | 44244
7445 | 10269 | 44735
7446 | 10351 | 45326
7447 | 10860 | 47412
7448 | 11693 | 50478
7449 | 12561 | 54216
7450 | 13456 | 57114
7451 | 13924 | 58478
7452 | 14054 | 59828
7453 | 13986 | 59084
7454 | 13806 | 57162
7455 | 13581 | 55775
7456 | 13543 | 55639
7457 | 13838 | 56985
7458 | 14936 | 61632
7459 | 14740 | 61646
7460 | 14264 | 59451
7461 | 13621 | 55381
7462 | 12912 | 52627
7463 | 12288 | 50671
7464 | 11635 | 47188
7465 | 10990 | 43752
7466 | 10424 | 41783
7467 | 9979 | 40800
7468 | 9867 | 40377
7469 | 9718 | 40778
7470 | 9808 | 41201
7471 | 10089 | 41461
7472 | 10469 | 42942
7473 | 11056 | 46289
7474 | 11724 | 49134
7475 | 12175 | 51245
7476 | 12340 | 53382
7477 | 12496 | 52329
7478 | 12461 | 50230
7479 | 12414 | 48545
7480 | 12408 | 48408
7481 | 12799 | 50402
7482 | 14179 | 56603
7483 | 14238 | 58365
7484 | 13859 | 56881
7485 | 13380 | 54197
7486 | 12797 | 52274
7487 | 12168 | 51472
7488 | 11379 | 48044
7489 | 10736 | 45119
7490 | 10383 | 43523
7491 | 10207 | 42768
7492 | 10198 | 43307
7493 | 10287 | 45630
7494 | 10733 | 50701
7495 | 12089 | 60512
7496 | 14030 | 66785
7497 | 15014 | 68950
7498 | 15393 | 69587
7499 | 15627 | 71066
7500 | 15825 | 72634
7501 | 15682 | 71764
7502 | 15678 | 71416
7503 | 15639 | 70367
7504 | 15721 | 69287
7505 | 16044 | 69789
7506 | 16856 | 73276
7507 | 16349 | 73160
7508 | 15804 | 71217
7509 | 15039 | 66865
7510 | 14116 | 62736
7511 | 13078 | 58486
7512 | 12130 | 53330
7513 | 11357 | 49775
7514 | 10842 | 47827
7515 | 10620 | 47058
7516 | 10543 | 47618
7517 | 10533 | 49403
7518 | 10991 | 53889
7519 | 12324 | 63142
7520 | 14372 | 69289
7521 | 15396 | 71015
7522 | 15897 | 71140
7523 | 16040 | 72278
7524 | 16201 | 73516
7525 | 16136 | 72578
7526 | 16133 | 71892
7527 | 16044 | 70908
7528 | 16071 | 70217
7529 | 16308 | 70492
7530 | 16943 | 73761
7531 | 16407 | 73194
7532 | 15850 | 71185
7533 | 15109 | 66980
7534 | 14257 | 62880
7535 | 13198 | 58777
7536 | 12306 | 53808
7537 | 11475 | 50244
7538 | 10929 | 48544
7539 | 10677 | 47529
7540 | 10607 | 48138
7541 | 10648 | 49915
7542 | 11028 | 53644
7543 | 12396 | 62547
7544 | 14417 | 68534
7545 | 15414 | 70409
7546 | 15898 | 70741
7547 | 16029 | 71750
7548 | 16080 | 72555
7549 | 15958 | 71522
7550 | 15989 | 70853
7551 | 16011 | 69675
7552 | 15977 | 68804
7553 | 16339 | 69198
7554 | 16962 | 72913
7555 | 16164 | 72534
7556 | 15599 | 70893
7557 | 14915 | 66702
7558 | 14080 | 62483
7559 | 13059 | 58428
7560 | 12182 | 53442
7561 | 11376 | 50179
7562 | 10823 | 48472
7563 | 10552 | 47562
7564 | 10386 | 48107
7565 | 10479 | 49840
7566 | 10949 | 53626
7567 | 12361 | 62372
7568 | 14364 | 68476
7569 | 15270 | 70066
7570 | 15626 | 70230
7571 | 15668 | 71172
7572 | 15742 | 71855
7573 | 15519 | 70848
7574 | 15473 | 70192
7575 | 15453 | 68797
7576 | 15483 | 68105
7577 | 15841 | 68764
7578 | 16749 | 72891
7579 | 16370 | 72864
7580 | 15912 | 70957
7581 | 15180 | 66936
7582 | 14151 | 62939
7583 | 13098 | 59154
7584 | 12262 | 54076
7585 | 11438 | 50304
7586 | 10887 | 48291
7587 | 10573 | 47459
7588 | 10475 | 47997
7589 | 10529 | 49674
7590 | 10952 | 53745
7591 | 12209 | 62488
7592 | 14283 | 68576
7593 | 15286 | 70605
7594 | 15671 | 71286
7595 | 15627 | 72446
7596 | 15636 | 73051
7597 | 15313 | 71985
7598 | 15343 | 70122
7599 | 15395 | 68496
7600 | 15642 | 67535
7601 | 16015 | 68422
7602 | 16691 | 72035
7603 | 16141 | 71426
7604 | 15508 | 68974
7605 | 14745 | 64676
7606 | 13791 | 61064
7607 | 12892 | 57786
7608 | 12259 | 53780
7609 | 11514 | 50193
7610 | 10844 | 47577
7611 | 10425 | 46770
7612 | 10237 | 46818
7613 | 10223 | 47312
7614 | 10327 | 47731
7615 | 10834 | 49393
7616 | 11704 | 52343
7617 | 12516 | 55550
7618 | 13314 | 58340
7619 | 13736 | 60156
7620 | 13816 | 61043
7621 | 13803 | 60128
7622 | 13629 | 58347
7623 | 13497 | 56781
7624 | 13425 | 56705
7625 | 13974 | 58474
7626 | 14868 | 62074
7627 | 14549 | 61740
7628 | 14061 | 59280
7629 | 13446 | 55572
7630 | 12818 | 52807
7631 | 12256 | 50984
7632 | 11535 | 47446
7633 | 10963 | 44761
7634 | 10409 | 42653
7635 | 10114 | 41457
7636 | 9982 | 41342
7637 | 9948 | 41754
7638 | 10011 | 41963
7639 | 10271 | 42402
7640 | 10747 | 44505
7641 | 11315 | 48049
7642 | 12060 | 51389
7643 | 12584 | 54245
7644 | 12993 | 56703
7645 | 13221 | 56218
7646 | 13187 | 54128
7647 | 13066 | 52688
7648 | 12958 | 52185
7649 | 13364 | 53691
7650 | 14435 | 58224
7651 | 14307 | 59011
7652 | 13982 | 57329
7653 | 13461 | 54851
7654 | 12825 | 52792
7655 | 12087 | 52032
7656 | 11267 | 48492
7657 | 10656 | 45554
7658 | 10329 | 43995
7659 | 10107 | 43530
7660 | 10065 | 44230
7661 | 10195 | 46460
7662 | 10681 | 51266
7663 | 12177 | 61059
7664 | 14331 | 67775
7665 | 15426 | 69994
7666 | 15861 | 70293
7667 | 15909 | 71104
7668 | 16086 | 72238
7669 | 15984 | 71724
7670 | 16101 | 71218
7671 | 16054 | 70305
7672 | 16036 | 69940
7673 | 16338 | 70751
7674 | 16958 | 73651
7675 | 16270 | 72829
7676 | 15714 | 70732
7677 | 14934 | 66446
7678 | 14088 | 62434
7679 | 13053 | 58619
7680 | 12207 | 53526
7681 | 11425 | 49993
7682 | 10924 | 48034
7683 | 10720 | 47131
7684 | 10577 | 47901
7685 | 10607 | 49608
7686 | 11050 | 53497
7687 | 12471 | 62647
7688 | 14522 | 69333
7689 | 15473 | 70968
7690 | 15933 | 71355
7691 | 15862 | 72748
7692 | 15921 | 73503
7693 | 15709 | 72690
7694 | 15870 | 72312
7695 | 15906 | 71495
7696 | 15949 | 71112
7697 | 16379 | 71695
7698 | 17073 | 74457
7699 | 16424 | 73465
7700 | 15934 | 71472
7701 | 15193 | 67510
7702 | 14285 | 63673
7703 | 13219 | 59897
7704 | 12293 | 54689
7705 | 11482 | 51090
7706 | 10921 | 49039
7707 | 10638 | 48129
7708 | 10540 | 48579
7709 | 10592 | 50146
7710 | 10993 | 54227
7711 | 12396 | 62640
7712 | 14367 | 69135
7713 | 15332 | 70927
7714 | 15676 | 71186
7715 | 15691 | 72010
7716 | 15758 | 73101
7717 | 15615 | 71940
7718 | 15834 | 71103
7719 | 15889 | 69502
7720 | 15964 | 68766
7721 | 16362 | 69328
7722 | 17177 | 73313
7723 | 16423 | 73262
7724 | 15901 | 71401
7725 | 15139 | 67399
7726 | 14270 | 63230
7727 | 13169 | 59360
7728 | 12275 | 54547
7729 | 11468 | 50855
7730 | 10948 | 48983
7731 | 10650 | 48285
7732 | 10499 | 48834
7733 | 10520 | 50509
7734 | 10979 | 54365
7735 | 12342 | 63443
7736 | 14442 | 69916
7737 | 15368 | 71651
7738 | 15740 | 71687
7739 | 15850 | 72540
7740 | 16004 | 73668
7741 | 15893 | 72738
7742 | 16027 | 72334
7743 | 16058 | 71700
7744 | 16183 | 71298
7745 | 16692 | 72406
7746 | 17194 | 74890
7747 | 16529 | 73823
7748 | 16026 | 71352
7749 | 15251 | 67079
7750 | 14261 | 63383
7751 | 13212 | 59536
7752 | 12301 | 54751
7753 | 11427 | 51024
7754 | 10875 | 49060
7755 | 10529 | 48266
7756 | 10384 | 49114
7757 | 10399 | 50843
7758 | 10864 | 54545
7759 | 12254 | 62891
7760 | 14310 | 69542
7761 | 15549 | 71780
7762 | 15961 | 72200
7763 | 16047 | 73047
7764 | 16123 | 73678
7765 | 15909 | 72634
7766 | 15934 | 71424
7767 | 15797 | 70164
7768 | 15651 | 69637
7769 | 15863 | 70764
7770 | 16779 | 72934
7771 | 16147 | 71523
7772 | 15460 | 69259
7773 | 14695 | 64823
7774 | 13797 | 61089
7775 | 12879 | 58171
7776 | 12166 | 53964
7777 | 11424 | 50536
7778 | 10833 | 48103
7779 | 10473 | 46759
7780 | 10309 | 46606
7781 | 10262 | 46749
7782 | 10400 | 47000
7783 | 10991 | 48318
7784 | 11982 | 52149
7785 | 12900 | 55621
7786 | 13746 | 58752
7787 | 14081 | 60462
7788 | 14101 | 61189
7789 | 14119 | 60380
7790 | 14087 | 58773
7791 | 14011 | 57492
7792 | 13903 | 57618
7793 | 14320 | 59840
7794 | 15237 | 63067
7795 | 14901 | 62858
7796 | 14364 | 60420
7797 | 13693 | 56664
7798 | 13043 | 54213
7799 | 12451 | 52978
7800 | 11748 | 49864
7801 | 11137 | 46983
7802 | 10556 | 44961
7803 | 10297 | 44009
7804 | 10115 | 43641
7805 | 10074 | 43461
7806 | 10141 | 43172
7807 | 10378 | 43160
7808 | 10864 | 45112
7809 | 11447 | 48487
7810 | 12143 | 52038
7811 | 12643 | 54639
7812 | 12842 | 57077
7813 | 13148 | 56840
7814 | 13152 | 55230
7815 | 13042 | 53997
7816 | 13078 | 53677
7817 | 13654 | 55693
7818 | 14843 | 59950
7819 | 14738 | 60809
7820 | 14437 | 59296
7821 | 13930 | 56632
7822 | 13231 | 54974
7823 | 12536 | 54535
7824 | 11606 | 51473
7825 | 10928 | 48826
7826 | 10539 | 47257
7827 | 10390 | 46680
7828 | 10298 | 47153
7829 | 10482 | 48884
7830 | 11027 | 53259
7831 | 12449 | 62472
7832 | 14584 | 69293
7833 | 15653 | 71708
7834 | 16007 | 71983
7835 | 15911 | 72914
7836 | 15837 | 73491
7837 | 15652 | 72885
7838 | 15797 | 72577
7839 | 15875 | 71840
7840 | 15985 | 71661
7841 | 16491 | 73072
7842 | 17411 | 76327
7843 | 16746 | 75450
7844 | 16233 | 73561
7845 | 15371 | 69675
7846 | 14449 | 65845
7847 | 13350 | 62465
7848 | 12373 | 58023
7849 | 11569 | 54970
7850 | 11091 | 53146
7851 | 10819 | 52467
7852 | 10718 | 52931
7853 | 10818 | 54272
7854 | 11254 | 57665
7855 | 12606 | 65660
7856 | 14851 | 72010
7857 | 16093 | 73666
7858 | 16579 | 73781
7859 | 16739 | 74564
7860 | 16829 | 75345
7861 | 16735 | 74841
7862 | 16808 | 74442
7863 | 16833 | 73712
7864 | 16869 | 73375
7865 | 17275 | 74857
7866 | 17582 | 77496
7867 | 16757 | 76395
7868 | 16214 | 74319
7869 | 15425 | 70110
7870 | 14543 | 66235
7871 | 13438 | 62715
7872 | 12509 | 58052
7873 | 11618 | 54714
7874 | 11098 | 52670
7875 | 10843 | 51651
7876 | 10632 | 52113
7877 | 10624 | 53512
7878 | 11110 | 56675
7879 | 12522 | 65322
7880 | 14726 | 72098
7881 | 15904 | 74210
7882 | 16293 | 74703
7883 | 16267 | 75455
7884 | 16249 | 75946
7885 | 16182 | 75206
7886 | 16256 | 74897
7887 | 16224 | 73936
7888 | 16283 | 73773
7889 | 16627 | 74676
7890 | 17450 | 76820
7891 | 16755 | 75772
7892 | 16194 | 73735
7893 | 15405 | 69642
7894 | 14518 | 66003
7895 | 13410 | 62501
7896 | 12467 | 57803
7897 | 11675 | 54289
7898 | 11153 | 52321
7899 | 10876 | 51250
7900 | 10801 | 51631
7901 | 10873 | 53004
7902 | 11310 | 56526
7903 | 12685 | 64992
7904 | 14820 | 71670
7905 | 15814 | 73463
7906 | 16115 | 73374
7907 | 16009 | 73780
7908 | 15860 | 74483
7909 | 15573 | 73721
7910 | 15601 | 73270
7911 | 15629 | 72290
7912 | 15803 | 72025
7913 | 16269 | 73364
7914 | 17225 | 76081
7915 | 16701 | 75219
7916 | 16259 | 73303
7917 | 15446 | 69323
7918 | 14534 | 65812
7919 | 13429 | 62631
7920 | 12501 | 58008
7921 | 11633 | 54474
7922 | 11081 | 52660
7923 | 10802 | 51936
7924 | 10718 | 52148
7925 | 10745 | 53392
7926 | 11152 | 56730
7927 | 12507 | 64965
7928 | 14690 | 71816
7929 | 15882 | 73400
7930 | 16336 | 73346
7931 | 16426 | 73857
7932 | 16480 | 73942
7933 | 16241 | 72856
7934 | 16271 | 71468
7935 | 16238 | 70096
7936 | 16157 | 69717
7937 | 16422 | 71504
7938 | 17011 | 74364
7939 | 16335 | 73144
7940 | 15716 | 70852
7941 | 14882 | 66543
7942 | 13886 | 63280
7943 | 13032 | 60770
7944 | 12387 | 56901
7945 | 11619 | 53387
7946 | 11007 | 51418
7947 | 10644 | 50178
7948 | 10513 | 49833
7949 | 10509 | 49925
7950 | 10608 | 49876
7951 | 11062 | 50712
7952 | 12006 | 54157
7953 | 12914 | 57783
7954 | 13691 | 60854
7955 | 13929 | 62605
7956 | 13881 | 63304
7957 | 13722 | 62410
7958 | 13595 | 60562
7959 | 13542 | 59120
7960 | 13638 | 58852
7961 | 14351 | 60915
7962 | 15296 | 64405
7963 | 14861 | 64013
7964 | 14359 | 62092
7965 | 13722 | 58613
7966 | 13085 | 56270
7967 | 12482 | 55156
7968 | 11828 | 52084
7969 | 11214 | 48949
7970 | 10639 | 46314
7971 | 10228 | 45067
7972 | 10000 | 44699
7973 | 9988 | 44720
7974 | 10064 | 44178
7975 | 10249 | 44071
7976 | 10717 | 46164
7977 | 11495 | 49466
7978 | 12182 | 53137
7979 | 12680 | 55929
7980 | 13151 | 58729
7981 | 13548 | 58691
7982 | 13671 | 56952
7983 | 13503 | 55611
7984 | 13327 | 55596
7985 | 13802 | 57818
7986 | 14717 | 60690
7987 | 14532 | 61379
7988 | 14205 | 59867
7989 | 13689 | 57393
7990 | 13045 | 55766
7991 | 12322 | 55217
7992 | 11405 | 51442
7993 | 10839 | 48166
7994 | 10446 | 46484
7995 | 10260 | 46042
7996 | 10234 | 46742
7997 | 10369 | 48758
7998 | 10879 | 53367
7999 | 12303 | 62731
8000 | 14486 | 70415
8001 | 15711 | 72641
8002 | 16228 | 73187
8003 | 16346 | 73954
8004 | 16498 | 75365
8005 | 16517 | 74913
8006 | 16655 | 74693
8007 | 16625 | 73732
8008 | 16677 | 73622
8009 | 17225 | 74405
8010 | 17518 | 75901
8011 | 16750 | 74882
8012 | 16254 | 73077
8013 | 15371 | 69136
8014 | 14471 | 65452
8015 | 13451 | 61892
8016 | 12467 | 56802
8017 | 11612 | 52996
8018 | 11087 | 50850
8019 | 10849 | 49892
8020 | 10725 | 50476
8021 | 10813 | 52147
8022 | 11231 | 56028
8023 | 12657 | 64300
8024 | 14734 | 71404
8025 | 15978 | 73323
8026 | 16342 | 73009
8027 | 16427 | 73748
8028 | 16484 | 74978
8029 | 16308 | 74615
8030 | 16386 | 74141
8031 | 16367 | 73192
8032 | 16271 | 73055
8033 | 16662 | 74210
8034 | 17214 | 75914
8035 | 16505 | 75010
8036 | 16000 | 73208
8037 | 15157 | 69211
8038 | 14316 | 65395
8039 | 13286 | 61207
8040 | 12360 | 56163
8041 | 11536 | 52545
8042 | 10965 | 50410
8043 | 10714 | 49366
8044 | 10612 | 50064
8045 | 10641 | 51906
8046 | 11058 | 55661
8047 | 12450 | 64403
8048 | 14671 | 71069
8049 | 15946 | 73196
8050 | 16300 | 73246
8051 | 16310 | 74110
8052 | 16297 | 74854
8053 | 16228 | 73945
8054 | 16287 | 73341
8055 | 16200 | 72445
8056 | 16170 | 72304
8057 | 16613 | 73810
8058 | 17311 | 76170
8059 | 16646 | 75315
8060 | 16143 | 73498
8061 | 15232 | 69307
8062 | 14348 | 65479
8063 | 13298 | 61828
8064 | 12382 | 56694
8065 | 11586 | 52887
8066 | 11051 | 50941
8067 | 10759 | 50093
8068 | 10634 | 50549
8069 | 10710 | 52038
8070 | 11104 | 55624
8071 | 12510 | 64009
8072 | 14782 | 71088
8073 | 15924 | 72880
8074 | 16204 | 72700
8075 | 16290 | 73268
8076 | 16263 | 73823
8077 | 16014 | 72637
8078 | 15990 | 71820
8079 | 16062 | 70793
8080 | 16131 | 70876
8081 | 16550 | 72815
8082 | 17324 | 75871
8083 | 16705 | 75114
8084 | 16236 | 73236
8085 | 15421 | 69176
8086 | 14437 | 65385
8087 | 13320 | 62000
8088 | 12465 | 57273
8089 | 11695 | 53448
8090 | 11136 | 51648
8091 | 10831 | 51134
8092 | 10762 | 51241
8093 | 10860 | 52677
8094 | 11305 | 56192
8095 | 12639 | 64766
8096 | 14752 | 71875
8097 | 15942 | 74176
8098 | 16247 | 74041
8099 | 16070 | 74612
8100 | 15888 | 74891
8101 | 15566 | 73861
8102 | 15589 | 72236
8103 | 15601 | 70563
8104 | 15634 | 70282
8105 | 15996 | 71862
8106 | 16950 | 74015
8107 | 16403 | 72739
8108 | 15806 | 70539
8109 | 14935 | 66649
8110 | 14003 | 62964
8111 | 13076 | 59950
8112 | 12362 | 55701
8113 | 11598 | 51704
8114 | 10979 | 49252
8115 | 10594 | 48030
8116 | 10418 | 47835
8117 | 10394 | 48256
8118 | 10535 | 48613
8119 | 11059 | 50187
8120 | 11979 | 54027
8121 | 12995 | 57093
8122 | 13926 | 59656
8123 | 14404 | 61001
8124 | 14518 | 62021
8125 | 14338 | 61333
8126 | 14201 | 59441
8127 | 14003 | 57742
8128 | 13913 | 57956
8129 | 14377 | 60684
8130 | 15036 | 63838
8131 | 14641 | 63160
8132 | 14123 | 61146
8133 | 13498 | 57806
8134 | 12953 | 55436
8135 | 12414 | 54199
8136 | 11774 | 50849
8137 | 10918 | 47534
8138 | 10398 | 45188
8139 | 10109 | 43936
8140 | 10047 | 43708
8141 | 9983 | 43953
8142 | 10110 | 43699
8143 | 10349 | 43609
8144 | 10875 | 45878
8145 | 11454 | 48693
8146 | 12244 | 52041
8147 | 12715 | 54382
8148 | 13016 | 56553
8149 | 13275 | 56119
8150 | 13325 | 54326
8151 | 13230 | 52766
8152 | 13294 | 52576
8153 | 13899 | 55131
8154 | 14753 | 58867
8155 | 14651 | 59874
8156 | 14283 | 58660
8157 | 13686 | 56628
8158 | 13048 | 54765
8159 | 12281 | 53864
8160 | 11443 | 50091
8161 | 10783 | 46766
8162 | 10381 | 44957
8163 | 10230 | 44333
8164 | 10175 | 45135
8165 | 10288 | 47058
8166 | 10796 | 51821
8167 | 12176 | 61735
8168 | 14457 | 69459
8169 | 15794 | 71725
8170 | 16143 | 71670
8171 | 16198 | 71976
8172 | 16259 | 72754
8173 | 16069 | 71899
8174 | 16048 | 71526
8175 | 15913 | 70573
8176 | 15840 | 70484
8177 | 16376 | 72483
8178 | 17244 | 75756
8179 | 16603 | 74776
8180 | 16092 | 72874
8181 | 15272 | 68690
8182 | 14366 | 64922
8183 | 13305 | 61228
8184 | 12336 | 56044
8185 | 11533 | 52373
8186 | 10990 | 50242
8187 | 10735 | 49601
8188 | 10659 | 50351
8189 | 10732 | 51932
8190 | 11173 | 55749
8191 | 12558 | 64277
8192 | 14739 | 71404
8193 | 15912 | 72714
8194 | 16109 | 72209
8195 | 15912 | 72870
8196 | 15797 | 73415
8197 | 15682 | 72433
8198 | 15839 | 71774
8199 | 15968 | 70785
8200 | 16175 | 70781
8201 | 16844 | 73048
8202 | 17353 | 76062
8203 | 16712 | 75037
8204 | 16189 | 73066
8205 | 15370 | 69043
8206 | 14533 | 65250
8207 | 13488 | 61327
8208 | 12530 | 56488
8209 | 11653 | 52882
8210 | 11086 | 50677
8211 | 10839 | 49817
8212 | 10728 | 50233
8213 | 10776 | 51679
8214 | 11231 | 55622
8215 | 12561 | 64340
8216 | 14843 | 71799
8217 | 16144 | 73780
8218 | 16339 | 73636
8219 | 16223 | 74047
8220 | 16009 | 74597
8221 | 15743 | 73618
8222 | 15822 | 72879
8223 | 15888 | 71874
8224 | 16067 | 71532
8225 | 16640 | 73287
8226 | 17686 | 76235
8227 | 16978 | 75457
8228 | 16411 | 73469
8229 | 15540 | 69340
8230 | 14674 | 65674
8231 | 13606 | 61921
8232 | 12578 | 57158
8233 | 11765 | 53722
8234 | 11218 | 51604
8235 | 10938 | 51164
8236 | 10845 | 51593
8237 | 10929 | 52908
8238 | 11383 | 56522
8239 | 12733 | 64883
8240 | 14990 | 71953
8241 | 16230 | 73431
8242 | 16557 | 72840
8243 | 16576 | 73218
8244 | 16514 | 74312
8245 | 16308 | 73609
8246 | 16285 | 73057
8247 | 16341 | 72037
8248 | 16423 | 71929
8249 | 17008 | 74167
8250 | 17570 | 76816
8251 | 17042 | 75826
8252 | 16570 | 73928
8253 | 15758 | 69924
8254 | 14742 | 66088
8255 | 13636 | 62563
8256 | 12694 | 57829
8257 | 11834 | 54392
8258 | 11220 | 52256
8259 | 10934 | 51349
8260 | 10851 | 51656
8261 | 10868 | 52945
8262 | 11346 | 56481
8263 | 12683 | 64588
8264 | 14917 | 71781
8265 | 16418 | 74217
8266 | 16888 | 74441
8267 | 16931 | 75090
8268 | 17009 | 75332
8269 | 16829 | 74209
8270 | 16723 | 72923
8271 | 16611 | 71709
8272 | 16466 | 71536
8273 | 16904 | 73252
8274 | 17358 | 74562
8275 | 16674 | 72886
8276 | 16041 | 70447
8277 | 15224 | 66299
8278 | 14280 | 62867
8279 | 13380 | 59890
8280 | 12608 | 55615
8281 | 11672 | 51889
8282 | 11128 | 49551
8283 | 10771 | 48081
8284 | 10595 | 47872
8285 | 10549 | 48117
8286 | 10671 | 48334
8287 | 11212 | 49515
8288 | 12171 | 53442
8289 | 13291 | 57093
8290 | 14056 | 59680
8291 | 14363 | 61325
8292 | 14427 | 62071
8293 | 14378 | 60834
8294 | 14252 | 59227
8295 | 14149 | 57766
8296 | 14235 | 57957
8297 | 14918 | 60618
8298 | 15582 | 63277
8299 | 15172 | 63018
8300 | 14664 | 61035
8301 | 14073 | 57762
8302 | 13414 | 55472
8303 | 12750 | 54169
8304 | 12009 | 50872
8305 | 11305 | 47288
8306 | 10749 | 45063
8307 | 10388 | 43928
8308 | 10265 | 43571
8309 | 10212 | 43721
8310 | 10199 | 43612
8311 | 10423 | 43195
8312 | 10921 | 45091
8313 | 11673 | 48479
8314 | 12387 | 52043
8315 | 12844 | 54634
8316 | 13189 | 57175
8317 | 13385 | 56650
8318 | 13303 | 54766
8319 | 13226 | 53402
8320 | 13271 | 53187
8321 | 13982 | 56194
8322 | 15056 | 59634
8323 | 14891 | 60469
8324 | 14539 | 59410
8325 | 14025 | 57152
8326 | 13296 | 55498
8327 | 12513 | 54987
8328 | 11613 | 51573
8329 | 10943 | 48667
8330 | 10511 | 46999
8331 | 10351 | 46514
8332 | 10323 | 47039
8333 | 10418 | 49035
8334 | 10947 | 53464
8335 | 12406 | 62718
8336 | 14710 | 70377
8337 | 16215 | 72689
8338 | 16482 | 72707
8339 | 16419 | 73154
8340 | 16361 | 73802
8341 | 16127 | 73157
8342 | 16231 | 72523
8343 | 16260 | 71328
8344 | 16407 | 71110
8345 | 17067 | 73129
8346 | 17646 | 75380
8347 | 16958 | 74468
8348 | 16458 | 72502
8349 | 15616 | 68428
8350 | 14694 | 64771
8351 | 13551 | 61287
8352 | 12588 | 56025
8353 | 11742 | 52341
8354 | 11192 | 50391
8355 | 10889 | 49578
8356 | 10775 | 49863
8357 | 10853 | 51392
8358 | 11294 | 54938
8359 | 12688 | 63474
8360 | 14935 | 70880
8361 | 16179 | 73101
8362 | 16458 | 72868
8363 | 16395 | 73232
8364 | 16231 | 73632
8365 | 15916 | 72597
8366 | 16073 | 72015
8367 | 16157 | 71058
8368 | 16288 | 70728
8369 | 16917 | 72697
8370 | 17584 | 75146
8371 | 16874 | 74331
8372 | 16390 | 72492
8373 | 15566 | 68685
8374 | 14626 | 64913
8375 | 13528 | 61326
8376 | 12525 | 56303
8377 | 11630 | 52260
8378 | 11064 | 50064
8379 | 10822 | 49034
8380 | 10686 | 49452
8381 | 10723 | 51030
8382 | 11158 | 54716
8383 | 12523 | 63540
8384 | 14815 | 70902
8385 | 16321 | 73022
8386 | 16574 | 72929
8387 | 16807 | 73681
8388 | 16805 | 74255
8389 | 16615 | 73290
8390 | 16733 | 72824
8391 | 16649 | 71941
8392 | 16711 | 71857
8393 | 17181 | 73536
8394 | 17632 | 74934
8395 | 16815 | 73654
8396 | 16227 | 71544
8397 | 15470 | 67395
8398 | 14630 | 63594
8399 | 13573 | 60047
8400 | 12646 | 54654
8401 | 11755 | 50509
8402 | 11165 | 48213
8403 | 10863 | 47083
8404 | 10729 | 47338
8405 | 10740 | 48955
8406 | 11178 | 52810
8407 | 12545 | 61406
8408 | 14740 | 68468
8409 | 16073 | 70816
8410 | 16297 | 70691
8411 | 16282 | 71267
8412 | 16243 | 71757
8413 | 15851 | 70734
8414 | 15967 | 69965
8415 | 15988 | 68977
8416 | 16022 | 68470
8417 | 16632 | 70278
8418 | 17223 | 72804
8419 | 16626 | 72036
8420 | 16125 | 69979
8421 | 15423 | 65978
8422 | 14538 | 62199
8423 | 13520 | 58635
8424 | 12601 | 53568
8425 | 11745 | 49668
8426 | 11106 | 47220
8427 | 10795 | 46224
8428 | 10710 | 46643
8429 | 10701 | 48416
8430 | 11115 | 51876
8431 | 12386 | 60013
8432 | 14514 | 67430
8433 | 15896 | 70119
8434 | 16211 | 69796
8435 | 16298 | 70177
8436 | 16250 | 70234
8437 | 16056 | 68933
8438 | 16092 | 67444
8439 | 15982 | 66255
8440 | 15885 | 65765
8441 | 16335 | 67749
8442 | 16927 | 69714
8443 | 16291 | 68111
8444 | 15603 | 65778
8445 | 14900 | 61842
8446 | 14015 | 58367
8447 | 13159 | 55802
8448 | 12432 | 51289
8449 | 11638 | 47246
8450 | 10984 | 44873
8451 | 10583 | 43807
8452 | 10423 | 43728
8453 | 10326 | 44188
8454 | 10515 | 44669
8455 | 11023 | 46020
8456 | 11937 | 49950
8457 | 13128 | 53598
8458 | 13946 | 56247
8459 | 14339 | 57712
8460 | 14486 | 58453
8461 | 14352 | 57752
8462 | 14112 | 55961
8463 | 13934 | 54594
8464 | 13874 | 54421
8465 | 14412 | 57304
8466 | 15367 | 60905
8467 | 15022 | 60826
8468 | 14475 | 58843
8469 | 13830 | 55467
8470 | 13167 | 52879
8471 | 12510 | 51242
8472 | 11804 | 47596
8473 | 11158 | 44038
8474 | 10598 | 41510
8475 | 10263 | 40314
8476 | 10035 | 40197
8477 | 9957 | 40619
8478 | 10010 | 40843
8479 | 10258 | 40817
8480 | 10764 | 43197
8481 | 11556 | 46162
8482 | 12173 | 49110
8483 | 12658 | 51415
8484 | 12999 | 53968
8485 | 13165 | 53672
8486 | 13096 | 51738
8487 | 12930 | 50295
8488 | 13017 | 50156
8489 | 13669 | 53107
8490 | 14596 | 56753
8491 | 14476 | 57425
8492 | 14155 | 56324
8493 | 13690 | 54093
8494 | 13137 | 52157
8495 | 12422 | 50817
8496 | 11600 | 46857
8497 | 10940 | 43613
8498 | 10493 | 41768
8499 | 10234 | 40919
8500 | 10224 | 41344
8501 | 10347 | 43159
8502 | 10810 | 46965
8503 | 11994 | 54640
8504 | 13633 | 61830
8505 | 15219 | 65203
8506 | 15711 | 65592
8507 | 15921 | 66118
8508 | 15951 | 66832
8509 | 15794 | 66615
8510 | 15881 | 65830
8511 | 15805 | 64597
8512 | 15845 | 64127
8513 | 16444 | 65633
8514 | 17118 | 68249
8515 | 16499 | 67814
8516 | 16005 | 65965
8517 | 15157 | 62135
8518 | 14357 | 58534
8519 | 13359 | 55525
8520 | 12421 | 50564
8521 | 11600 | 46496
8522 | 11012 | 44024
8523 | 10676 | 43057
8524 | 10554 | 43355
8525 | 10612 | 44621
8526 | 10996 | 47663
8527 | 12148 | 54532
8528 | 13851 | 61157
8529 | 15431 | 64048
8530 | 16013 | 64243
8531 | 16241 | 64778
8532 | 16244 | 65360
8533 | 16125 | 64956
8534 | 16106 | 64135
8535 | 16014 | 62953
8536 | 16026 | 62628
8537 | 16523 | 64331
8538 | 17049 | 66868
8539 | 16437 | 66144
8540 | 15931 | 64122
8541 | 15200 | 60352
8542 | 14283 | 56971
8543 | 13357 | 53960
8544 | 12511 | 49183
8545 | 11703 | 45590
8546 | 11075 | 43057
8547 | 10742 | 42008
8548 | 10640 | 42323
8549 | 10669 | 43635
8550 | 11069 | 46327
8551 | 12167 | 51497
8552 | 13742 | 57397
8553 | 15139 | 60644
8554 | 15637 | 61609
8555 | 15753 | 62210
8556 | 15675 | 62683
8557 | 15480 | 61812
8558 | 15393 | 60285
8559 | 15324 | 59055
8560 | 15338 | 58677
8561 | 15785 | 60973
8562 | 16806 | 64127
8563 | 16358 | 63387
8564 | 15910 | 61045
8565 | 15239 | 57098
8566 | 14363 | 53773
8567 | 13433 | 50971
8568 | 12585 | 46207
8569 | 11703 | 42174
8570 | 11053 | 39678
8571 | 10692 | 38785
8572 | 10520 | 38707
8573 | 10557 | 39328
8574 | 10933 | 40118
8575 | 11934 | 41549
8576 | 13356 | 45217
8577 | 14704 | 49024
8578 | 15285 | 51954
8579 | 15611 | 53064
8580 | 15607 | 53530
8581 | 15207 | 52690
8582 | 14937 | 50709
8583 | 14770 | 48730
8584 | 14558 | 48184
8585 | 15085 | 50795
8586 | 15699 | 54086
8587 | 15061 | 52665
8588 | 14404 | 49721
8589 | 13612 | 47279
8590 | 12966 | 46582
8591 | 12353 | 46206
8592 | 11885 | 43276
8593 | 11144 | 40067
8594 | 10543 | 37451
8595 | 10142 | 35981
8596 | 9956 | 35615
8597 | 9922 | 36275
8598 | 10021 | 36635
8599 | 10356 | 36774
8600 | 10802 | 38922
8601 | 11592 | 42346
8602 | 12183 | 45991
8603 | 12621 | 48730
8604 | 12815 | 50912
8605 | 12885 | 49178
8606 | 12759 | 45983
8607 | 12643 | 44502
8608 | 12609 | 44199
8609 | 13041 | 46398
8610 | 13764 | 49732
8611 | 13751 | 50394
8612 | 13255 | 49448
8613 | 12848 | 47614
8614 | 12467 | 46405
8615 | 12042 | 45886
8616 | 11536 | 42645
8617 | 10855 | 39261
8618 | 10225 | 37217
8619 | 9869 | 36306
8620 | 9689 | 36408
8621 | 9645 | 36891
8622 | 9747 | 37213
8623 | 10056 | 37324
8624 | 10581 | 39345
8625 | 11306 | 42331
8626 | 11975 | 45489
8627 | 12507 | 47656
8628 | 12656 | 49470
8629 | 12604 | 48368
8630 | 12415 | 45732
8631 | 12286 | 44084
8632 | 12261 | 43734
8633 | 12788 | 46284
8634 | 13847 | 50357
8635 | 13766 | 51315
8636 | 13326 | 50148
8637 | 12886 | 48256
8638 | 12428 | 46919
8639 | 11952 | 46027
8640 | 11316 | 42806
8641 | 10730 | 39669
8642 | 10168 | 37535
8643 | 9861 | 36518
8644 | 9705 | 36538
8645 | 9668 | 37223
8646 | 9754 | 37394
8647 | 10020 | 37573
8648 | 10549 | 39560
8649 | 11311 | 42097
8650 | 11955 | 44946
8651 | 12500 | 47079
8652 | 12992 | 49086
8653 | 13323 | 48948
8654 | 13346 | 47248
8655 | 13267 | 45927
8656 | 13263 | 46005
8657 | 13813 | 48509
8658 | 14660 | 52617
8659 | 14457 | 53210
8660 | 14031 | 52077
8661 | 13477 | 49728
8662 | 12873 | 48038
8663 | 12324 | 46868
8664 | 11567 | 43383
8665 | 10889 | 40107
8666 | 10405 | 38225
8667 | 10122 | 37748
8668 | 10084 | 38089
8669 | 10159 | 39390
8670 | 10567 | 41520
8671 | 11566 | 44842
8672 | 12861 | 49498
8673 | 14154 | 52976
8674 | 14646 | 54937
8675 | 14819 | 55741
8676 | 14892 | 56700
8677 | 14784 | 56681
8678 | 14649 | 55361
8679 | 14589 | 54271
8680 | 14647 | 54511
8681 | 15316 | 57086
8682 | 16485 | 61120
8683 | 15884 | 61275
8684 | 15335 | 59335
8685 | 14600 | 55641
8686 | 13816 | 52938
8687 | 12970 | 50944
8688 | 12135 | 46930
8689 | 11382 | 43316
8690 | 10746 | 41240
8691 | 10430 | 40464
8692 | 10297 | 40402
8693 | 10346 | 41480
8694 | 10706 | 43418
8695 | 11698 | 46369
8696 | 13125 | 50686
8697 | 14304 | 53952
8698 | 14911 | 55774
8699 | 15114 | 56636
8700 | 15161 | 57351
8701 | 15066 | 57075
8702 | 15056 | 55772
8703 | 14967 | 54486
8704 | 14937 | 54466
8705 | 15461 | 57118
8706 | 16379 | 60570
8707 | 15811 | 60512
8708 | 15274 | 58407
8709 | 14617 | 54905
8710 | 13845 | 52473
8711 | 12982 | 50490
8712 | 12225 | 46683
8713 | 11424 | 42931
8714 | 10827 | 40652
8715 | 10526 | 39759
8716 | 10358 | 39828
8717 | 10376 | 40846
8718 | 10637 | 42715
8719 | 11543 | 45461
8720 | 12890 | 49739
8721 | 14048 | 53254
8722 | 14576 | 55417
8723 | 14726 | 56422
8724 | 14663 | 57318
8725 | 14493 | 57259
8726 | 14526 | 55920
8727 | 14510 | 54752
8728 | 14602 | 55067
8729 | 15152 | 57769
8730 | 16237 | 61420
8731 | 15798 | 61498
8732 | 15292 | 59571
8733 | 14616 | 55980
8734 | 13851 | 53533
8735 | 12958 | 51832
8736 | 12205 | 48344
8737 | 11487 | 44507
8738 | 10768 | 42146
8739 | 10392 | 41216
8740 | 10220 | 40911
8741 | 10263 | 41222
8742 | 10590 | 41688
8743 | 11353 | 42186
8744 | 12487 | 44809
8745 | 13683 | 48230
8746 | 14386 | 51325
8747 | 14644 | 53043
8748 | 14542 | 54050
8749 | 14310 | 53811
8750 | 14173 | 52361
8751 | 13987 | 50862
8752 | 13843 | 50782
8753 | 14048 | 52852
8754 | 14936 | 56178
8755 | 14547 | 55578
8756 | 13841 | 52481
8757 | 12958 | 49056
8758 | 12263 | 47253
8759 | 11772 | 47057
8760 | 11563 | 45305

## renewablesNinja2015Profiles
lengthInHours | OFF_BE | OFF_DE | OFF_FR | OFF_FR_Benelux | OFF_NL | ON_BE | ON_DE | ON_FR | ON_FR_Benelux | ON_LU | ON_NL | PV_BE | PV_DE | PV_FR | PV_FR_Benelux | PV_LU | PV_NL
1 | 0.49342 | 0.6839 | 0.51928 | 0.51002 | 0.51735 | 0.12879 | 0.14829 | 0.12948 | 0.14689 | 0.039274 | 0.29002 | 0 | 0 | 0 | 0 | 0 | 0
2 | 0.51164 | 0.70304 | 0.58991 | 0.53967 | 0.51747 | 0.13457 | 0.15657 | 0.12568 | 0.14984 | 0.041129 | 0.29799 | 0 | 0 | 0 | 0 | 0 | 0
3 | 0.50359 | 0.68746 | 0.57051 | 0.53103 | 0.519 | 0.13725 | 0.16589 | 0.12344 | 0.14447 | 0.035208 | 0.28197 | 0 | 0 | 0 | 0 | 0 | 0
4 | 0.52379 | 0.65346 | 0.52792 | 0.53043 | 0.53957 | 0.15136 | 0.17456 | 0.12401 | 0.1486 | 0.028671 | 0.29038 | 0 | 0 | 0 | 0 | 0 | 0
5 | 0.54037 | 0.68028 | 0.50334 | 0.52991 | 0.54602 | 0.1673 | 0.17447 | 0.13024 | 0.15782 | 0.023864 | 0.30985 | 0 | 0 | 0 | 0 | 0 | 0
6 | 0.51809 | 0.72718 | 0.52505 | 0.52721 | 0.53849 | 0.1865 | 0.18264 | 0.13983 | 0.16558 | 0.021958 | 0.31404 | 0 | 0 | 0 | 0 | 0 | 0
7 | 0.52151 | 0.74902 | 0.50915 | 0.53528 | 0.57518 | 0.1814 | 0.18689 | 0.13656 | 0.17019 | 0.030158 | 0.33263 | 0 | 0 | 0 | 0 | 0 | 0
8 | 0.56591 | 0.7706 | 0.46686 | 0.54614 | 0.60566 | 0.18433 | 0.19985 | 0.129 | 0.18106 | 0.04784 | 0.36308 | 0 | 0 | 0 | 0 | 0 | 0
9 | 0.59888 | 0.80102 | 0.46393 | 0.56019 | 0.61777 | 0.20544 | 0.21197 | 0.13561 | 0.19875 | 0.071786 | 0.38217 | 0 | 0.005 | 0.011 | 0.00275 | 0 | 0
10 | 0.61522 | 0.78281 | 0.59128 | 0.61188 | 0.62915 | 0.2824 | 0.22813 | 0.15258 | 0.239 | 0.094447 | 0.42658 | 0.037 | 0.066 | 0.152 | 0.06475 | 0.052 | 0.018
11 | 0.60923 | 0.78653 | 0.4844 | 0.56934 | 0.61438 | 0.28601 | 0.24522 | 0.14117 | 0.22594 | 0.072196 | 0.40436 | 0.188 | 0.155 | 0.302 | 0.187 | 0.171 | 0.087
12 | 0.60796 | 0.8097 | 0.22556 | 0.4947 | 0.65058 | 0.26532 | 0.22723 | 0.12614 | 0.21438 | 0.067495 | 0.39859 | 0.284 | 0.219 | 0.395 | 0.2915 | 0.329 | 0.158
13 | 0.62685 | 0.83104 | 0.18831 | 0.50439 | 0.69801 | 0.28564 | 0.22649 | 0.13781 | 0.24761 | 0.12146 | 0.44552 | 0.32 | 0.236 | 0.429 | 0.33975 | 0.467 | 0.143
14 | 0.68674 | 0.82443 | 0.21199 | 0.53597 | 0.70917 | 0.33097 | 0.23836 | 0.16537 | 0.27972 | 0.14629 | 0.47625 | 0.279 | 0.208 | 0.404 | 0.319 | 0.475 | 0.118
15 | 0.73133 | 0.8375 | 0.27009 | 0.57831 | 0.73351 | 0.38712 | 0.27193 | 0.17353 | 0.30448 | 0.14745 | 0.50981 | 0.184 | 0.131 | 0.328 | 0.242 | 0.372 | 0.084
16 | 0.75731 | 0.85986 | 0.41282 | 0.64586 | 0.76746 | 0.44115 | 0.32645 | 0.18952 | 0.33571 | 0.16479 | 0.54737 | 0.075 | 0.039 | 0.211 | 0.1255 | 0.173 | 0.043
17 | 0.78688 | 0.88131 | 0.5981 | 0.73009 | 0.8053 | 0.50948 | 0.36557 | 0.23224 | 0.39373 | 0.24694 | 0.58626 | 0.005 | 0 | 0.07 | 0.02125 | 0.009 | 0.001
18 | 0.82069 | 0.90216 | 0.69206 | 0.78359 | 0.83802 | 0.55245 | 0.38281 | 0.28279 | 0.44598 | 0.32576 | 0.62291 | 0 | 0 | 0 | 0 | 0 | 0
19 | 0.85341 | 0.92949 | 0.71707 | 0.81465 | 0.87347 | 0.57888 | 0.40495 | 0.32551 | 0.48196 | 0.35489 | 0.66857 | 0 | 0 | 0 | 0 | 0 | 0
20 | 0.87711 | 0.95309 | 0.73854 | 0.83944 | 0.90266 | 0.61159 | 0.43761 | 0.36086 | 0.50519 | 0.33648 | 0.71184 | 0 | 0 | 0 | 0 | 0 | 0
21 | 0.89669 | 0.96537 | 0.77793 | 0.86698 | 0.92631 | 0.64579 | 0.4792 | 0.38684 | 0.53551 | 0.35885 | 0.75058 | 0 | 0 | 0 | 0 | 0 | 0
22 | 0.90939 | 0.97266 | 0.81001 | 0.8848 | 0.93498 | 0.6711 | 0.52005 | 0.39896 | 0.55891 | 0.38133 | 0.78423 | 0 | 0 | 0 | 0 | 0 | 0
23 | 0.92219 | 0.97627 | 0.82941 | 0.89751 | 0.94093 | 0.69421 | 0.55288 | 0.40432 | 0.58227 | 0.42388 | 0.80667 | 0 | 0 | 0 | 0 | 0 | 0
24 | 0.9329 | 0.97897 | 0.85305 | 0.91192 | 0.94981 | 0.71332 | 0.58416 | 0.40945 | 0.60546 | 0.47515 | 0.82391 | 0 | 0 | 0 | 0 | 0 | 0
25 | 0.94045 | 0.98083 | 0.85435 | 0.91712 | 0.95657 | 0.72549 | 0.61134 | 0.4115 | 0.62729 | 0.53414 | 0.83804 | 0 | 0 | 0 | 0 | 0 | 0
26 | 0.94548 | 0.98232 | 0.84506 | 0.91837 | 0.96459 | 0.73777 | 0.63911 | 0.4148 | 0.64095 | 0.55872 | 0.85253 | 0 | 0 | 0 | 0 | 0 | 0
27 | 0.94991 | 0.9824 | 0.84161 | 0.91983 | 0.96797 | 0.74725 | 0.67321 | 0.41684 | 0.64999 | 0.57496 | 0.86093 | 0 | 0 | 0 | 0 | 0 | 0
28 | 0.94998 | 0.98188 | 0.8381 | 0.91905 | 0.96907 | 0.75869 | 0.70998 | 0.42306 | 0.66591 | 0.61925 | 0.86266 | 0 | 0 | 0 | 0 | 0 | 0
29 | 0.94517 | 0.98457 | 0.82792 | 0.91385 | 0.96847 | 0.77014 | 0.74247 | 0.43157 | 0.68297 | 0.66473 | 0.86542 | 0 | 0 | 0 | 0 | 0 | 0
30 | 0.91514 | 0.98511 | 0.8092 | 0.89217 | 0.95218 | 0.76734 | 0.77042 | 0.45162 | 0.68973 | 0.69187 | 0.84809 | 0 | 0 | 0 | 0 | 0 | 0
31 | 0.8664 | 0.98514 | 0.79056 | 0.86166 | 0.92803 | 0.74825 | 0.80058 | 0.47686 | 0.69134 | 0.73058 | 0.80967 | 0 | 0 | 0 | 0 | 0 | 0
32 | 0.83638 | 0.98564 | 0.82567 | 0.85912 | 0.9153 | 0.71064 | 0.80383 | 0.4651 | 0.67015 | 0.73687 | 0.76798 | 0 | 0 | 0 | 0 | 0 | 0
33 | 0.79606 | 0.98495 | 0.74372 | 0.80966 | 0.88921 | 0.66912 | 0.79971 | 0.43772 | 0.64454 | 0.71993 | 0.75137 | 0 | 0.006 | 0.01 | 0.0025 | 0 | 0
34 | 0.7012 | 0.98437 | 0.63269 | 0.73938 | 0.88426 | 0.57176 | 0.79176 | 0.40044 | 0.59216 | 0.68399 | 0.71247 | 0.01 | 0.035 | 0.08 | 0.029 | 0.002 | 0.024
35 | 0.69087 | 0.98223 | 0.47856 | 0.67961 | 0.86941 | 0.48176 | 0.78181 | 0.34786 | 0.53397 | 0.64409 | 0.66218 | 0.041 | 0.071 | 0.14 | 0.06875 | 0.015 | 0.079
36 | 0.7376 | 0.98115 | 0.39546 | 0.66294 | 0.85576 | 0.41394 | 0.76431 | 0.30479 | 0.49323 | 0.6025 | 0.65171 | 0.072 | 0.105 | 0.183 | 0.102 | 0.028 | 0.125
37 | 0.72929 | 0.98199 | 0.26758 | 0.61712 | 0.8545 | 0.40099 | 0.75763 | 0.26586 | 0.46625 | 0.51998 | 0.67815 | 0.097 | 0.119 | 0.203 | 0.13025 | 0.038 | 0.183
38 | 0.74103 | 0.9832 | 0.19674 | 0.60212 | 0.86857 | 0.42707 | 0.74349 | 0.23884 | 0.45573 | 0.46379 | 0.69322 | 0.13 | 0.108 | 0.196 | 0.16075 | 0.034 | 0.283
39 | 0.74963 | 0.98349 | 0.1099 | 0.58026 | 0.88125 | 0.44911 | 0.73461 | 0.21487 | 0.43885 | 0.38344 | 0.70797 | 0.165 | 0.077 | 0.163 | 0.1535 | 0.033 | 0.253
40 | 0.73542 | 0.9822 | 0.053931 | 0.55899 | 0.88762 | 0.449 | 0.72662 | 0.20606 | 0.43701 | 0.38383 | 0.70915 | 0.121 | 0.022 | 0.103 | 0.08625 | 0.013 | 0.108
41 | 0.78393 | 0.98107 | 0.039244 | 0.57701 | 0.90786 | 0.47434 | 0.73275 | 0.23502 | 0.456 | 0.38037 | 0.73427 | 0.01 | 0 | 0.027 | 0.00975 | 0 | 0.002
42 | 0.78775 | 0.97952 | 0.066153 | 0.59202 | 0.92214 | 0.49566 | 0.73676 | 0.26232 | 0.4752 | 0.37907 | 0.76373 | 0 | 0 | 0 | 0 | 0 | 0
43 | 0.69881 | 0.97817 | 0.13942 | 0.58199 | 0.90773 | 0.44088 | 0.74014 | 0.22639 | 0.44009 | 0.34851 | 0.74459 | 0 | 0 | 0 | 0 | 0 | 0
44 | 0.58868 | 0.97907 | 0.20211 | 0.55252 | 0.86677 | 0.39655 | 0.73633 | 0.17332 | 0.38234 | 0.2589 | 0.7006 | 0 | 0 | 0 | 0 | 0 | 0
45 | 0.51158 | 0.97861 | 0.26758 | 0.52934 | 0.80886 | 0.35883 | 0.73008 | 0.13603 | 0.33536 | 0.20718 | 0.63942 | 0 | 0 | 0 | 0 | 0 | 0
46 | 0.46467 | 0.97703 | 0.34304 | 0.53175 | 0.78754 | 0.32943 | 0.72462 | 0.11189 | 0.3059 | 0.17203 | 0.61025 | 0 | 0 | 0 | 0 | 0 | 0
47 | 0.41069 | 0.97705 | 0.3854 | 0.52976 | 0.79318 | 0.29048 | 0.7285 | 0.10385 | 0.28844 | 0.15365 | 0.60577 | 0 | 0 | 0 | 0 | 0 | 0
48 | 0.38423 | 0.97921 | 0.34027 | 0.49916 | 0.77297 | 0.2689 | 0.73191 | 0.10824 | 0.27155 | 0.12593 | 0.58313 | 0 | 0 | 0 | 0 | 0 | 0
49 | 0.35935 | 0.97939 | 0.27768 | 0.45148 | 0.71742 | 0.27717 | 0.72942 | 0.12035 | 0.25931 | 0.10604 | 0.5337 | 0 | 0 | 0 | 0 | 0 | 0
50 | 0.3216 | 0.97425 | 0.28537 | 0.41378 | 0.63437 | 0.2662 | 0.71296 | 0.1335 | 0.2396 | 0.10129 | 0.4574 | 0 | 0 | 0 | 0 | 0 | 0
51 | 0.33251 | 0.96089 | 0.25644 | 0.38839 | 0.57622 | 0.24471 | 0.67841 | 0.1561 | 0.22808 | 0.096601 | 0.41492 | 0 | 0 | 0 | 0 | 0 | 0
52 | 0.34322 | 0.95046 | 0.36828 | 0.42375 | 0.55974 | 0.23728 | 0.62928 | 0.18933 | 0.23119 | 0.097126 | 0.40103 | 0 | 0 | 0 | 0 | 0 | 0
53 | 0.34296 | 0.94994 | 0.65442 | 0.52513 | 0.57801 | 0.23588 | 0.57511 | 0.22586 | 0.24221 | 0.10816 | 0.39894 | 0 | 0 | 0 | 0 | 0 | 0
54 | 0.31363 | 0.95729 | 0.84641 | 0.60174 | 0.64519 | 0.22978 | 0.51377 | 0.2634 | 0.26023 | 0.13834 | 0.40939 | 0 | 0 | 0 | 0 | 0 | 0
55 | 0.25849 | 0.9618 | 0.93452 | 0.63807 | 0.72119 | 0.21238 | 0.49679 | 0.29506 | 0.2755 | 0.16438 | 0.43018 | 0 | 0 | 0 | 0 | 0 | 0
56 | 0.2176 | 0.96195 | 0.94694 | 0.64 | 0.75545 | 0.23172 | 0.51095 | 0.31258 | 0.28994 | 0.15471 | 0.46075 | 0 | 0 | 0 | 0 | 0 | 0
57 | 0.2185 | 0.96019 | 0.95874 | 0.63255 | 0.72042 | 0.27224 | 0.52919 | 0.34258 | 0.31331 | 0.15856 | 0.47984 | 0 | 0.003 | 0.007 | 0.00175 | 0 | 0
58 | 0.28878 | 0.95536 | 0.93319 | 0.60691 | 0.59877 | 0.27991 | 0.54104 | 0.37365 | 0.31126 | 0.18018 | 0.41129 | 0.002 | 0.028 | 0.047 | 0.01325 | 0.003 | 0.001
59 | 0.31144 | 0.94613 | 0.90514 | 0.56712 | 0.48477 | 0.23824 | 0.53258 | 0.4075 | 0.29234 | 0.16551 | 0.35811 | 0.01 | 0.049 | 0.093 | 0.0325 | 0.018 | 0.009
60 | 0.30058 | 0.92327 | 0.88367 | 0.52098 | 0.37868 | 0.196 | 0.52821 | 0.46884 | 0.27857 | 0.12593 | 0.3235 | 0.018 | 0.05 | 0.134 | 0.04825 | 0.022 | 0.019
61 | 0.29701 | 0.88108 | 0.92362 | 0.50955 | 0.30802 | 0.2102 | 0.52427 | 0.54544 | 0.29162 | 0.1067 | 0.30414 | 0.031 | 0.046 | 0.155 | 0.06725 | 0.022 | 0.061
62 | 0.22052 | 0.81439 | 0.9198 | 0.45942 | 0.23793 | 0.21242 | 0.50241 | 0.60881 | 0.30817 | 0.1492 | 0.26225 | 0.051 | 0.042 | 0.152 | 0.076 | 0.013 | 0.088
63 | 0.10162 | 0.75177 | 0.915 | 0.39362 | 0.16425 | 0.13928 | 0.46236 | 0.67898 | 0.29783 | 0.17071 | 0.20234 | 0.039 | 0.032 | 0.124 | 0.0565 | 0.007 | 0.056
64 | 0.034445 | 0.72326 | 0.90867 | 0.34898 | 0.10384 | 0.12078 | 0.42328 | 0.7368 | 0.28551 | 0.12724 | 0.1572 | 0.01 | 0.01 | 0.079 | 0.03 | 0.015 | 0.016
65 | 0.027477 | 0.7435 | 0.9015 | 0.33951 | 0.089548 | 0.15882 | 0.40131 | 0.75719 | 0.31111 | 0.17974 | 0.1487 | 0 | 0 | 0.026 | 0.0065 | 0 | 0
66 | 0.10416 | 0.7757 | 0.90469 | 0.40196 | 0.19702 | 0.20561 | 0.38068 | 0.76224 | 0.42163 | 0.56876 | 0.1499 | 0 | 0 | 0 | 0 | 0 | 0
67 | 0.17053 | 0.81832 | 0.91209 | 0.45743 | 0.28967 | 0.21976 | 0.37368 | 0.72923 | 0.46352 | 0.70923 | 0.19586 | 0 | 0 | 0 | 0 | 0 | 0
68 | 0.16687 | 0.83439 | 0.86006 | 0.48514 | 0.42848 | 0.20634 | 0.37607 | 0.68119 | 0.44372 | 0.63748 | 0.24988 | 0 | 0 | 0 | 0 | 0 | 0
69 | 0.2594 | 0.84726 | 0.82867 | 0.55318 | 0.57145 | 0.14393 | 0.37807 | 0.60458 | 0.40771 | 0.52693 | 0.35541 | 0 | 0 | 0 | 0 | 0 | 0
70 | 0.36714 | 0.85621 | 0.79579 | 0.60164 | 0.64199 | 0.10597 | 0.39393 | 0.52961 | 0.34856 | 0.32817 | 0.43046 | 0 | 0 | 0 | 0 | 0 | 0
71 | 0.38049 | 0.85982 | 0.71486 | 0.58269 | 0.65272 | 0.11343 | 0.40871 | 0.44973 | 0.31733 | 0.24173 | 0.46441 | 0 | 0 | 0 | 0 | 0 | 0
72 | 0.37321 | 0.85669 | 0.68971 | 0.57308 | 0.65633 | 0.15227 | 0.4467 | 0.37633 | 0.30731 | 0.2237 | 0.47692 | 0 | 0 | 0 | 0 | 0 | 0
73 | 0.3746 | 0.84029 | 0.67297 | 0.57511 | 0.67778 | 0.19077 | 0.4677 | 0.31472 | 0.31176 | 0.24164 | 0.49993 | 0 | 0 | 0 | 0 | 0 | 0
74 | 0.36377 | 0.82508 | 0.60081 | 0.54676 | 0.67571 | 0.23042 | 0.48674 | 0.2677 | 0.31875 | 0.26419 | 0.51268 | 0 | 0 | 0 | 0 | 0 | 0
75 | 0.2874 | 0.81212 | 0.53223 | 0.48168 | 0.62542 | 0.23489 | 0.49964 | 0.23224 | 0.31383 | 0.3021 | 0.48608 | 0 | 0 | 0 | 0 | 0 | 0
76 | 0.21952 | 0.79313 | 0.49752 | 0.43439 | 0.58613 | 0.20701 | 0.50514 | 0.20407 | 0.28714 | 0.28527 | 0.45221 | 0 | 0 | 0 | 0 | 0 | 0
77 | 0.20856 | 0.77063 | 0.45807 | 0.40959 | 0.56215 | 0.18471 | 0.48989 | 0.17621 | 0.2566 | 0.23674 | 0.42875 | 0 | 0 | 0 | 0 | 0 | 0
78 | 0.22862 | 0.76352 | 0.39835 | 0.39747 | 0.56545 | 0.20101 | 0.47776 | 0.1497 | 0.24568 | 0.19894 | 0.43308 | 0 | 0 | 0 | 0 | 0 | 0
79 | 0.21904 | 0.76904 | 0.32926 | 0.36184 | 0.53722 | 0.23014 | 0.46163 | 0.12803 | 0.24277 | 0.19089 | 0.42201 | 0 | 0 | 0 | 0 | 0 | 0
80 | 0.19288 | 0.77904 | 0.2828 | 0.32561 | 0.50114 | 0.22865 | 0.45078 | 0.11121 | 0.2299 | 0.17293 | 0.40683 | 0 | 0 | 0 | 0 | 0 | 0
81 | 0.15993 | 0.77047 | 0.21985 | 0.28469 | 0.47431 | 0.22275 | 0.4521 | 0.097954 | 0.22144 | 0.16584 | 0.39923 | 0 | 0.002 | 0.006 | 0.0015 | 0 | 0
82 | 0.12318 | 0.73053 | 0.16716 | 0.23941 | 0.42789 | 0.20782 | 0.442 | 0.084521 | 0.21352 | 0.19393 | 0.36782 | 0.038 | 0.038 | 0.049 | 0.05225 | 0.036 | 0.086
83 | 0.10346 | 0.70687 | 0.1046 | 0.19242 | 0.36921 | 0.15962 | 0.4212 | 0.07194 | 0.17504 | 0.15702 | 0.31158 | 0.13 | 0.099 | 0.116 | 0.1535 | 0.126 | 0.242
84 | 0.092991 | 0.68185 | 0.038346 | 0.14444 | 0.30197 | 0.11699 | 0.42465 | 0.070085 | 0.14031 | 0.1269 | 0.24728 | 0.227 | 0.16 | 0.189 | 0.23525 | 0.185 | 0.34
85 | 0.086937 | 0.65423 | 0.024643 | 0.12136 | 0.2525 | 0.11082 | 0.431 | 0.077573 | 0.14302 | 0.17141 | 0.21227 | 0.277 | 0.186 | 0.249 | 0.28975 | 0.26 | 0.373
86 | 0.08088 | 0.62348 | 0.029527 | 0.11464 | 0.23351 | 0.10817 | 0.44592 | 0.080608 | 0.14695 | 0.19166 | 0.20736 | 0.286 | 0.177 | 0.265 | 0.29775 | 0.294 | 0.346
87 | 0.075554 | 0.61163 | 0.027217 | 0.10646 | 0.21661 | 0.098819 | 0.44473 | 0.078689 | 0.13537 | 0.16673 | 0.19723 | 0.235 | 0.125 | 0.226 | 0.24275 | 0.248 | 0.262
88 | 0.07563 | 0.58161 | 0.018937 | 0.099521 | 0.204 | 0.11153 | 0.43911 | 0.073543 | 0.13218 | 0.1468 | 0.19685 | 0.132 | 0.044 | 0.143 | 0.1265 | 0.109 | 0.122
89 | 0.07795 | 0.5389 | 0.013487 | 0.097944 | 0.2024 | 0.13549 | 0.42487 | 0.076091 | 0.14031 | 0.14925 | 0.20041 | 0.014 | 0.001 | 0.04 | 0.016 | 0.006 | 0.004
90 | 0.080415 | 0.49195 | 0.016232 | 0.095307 | 0.18927 | 0.13919 | 0.39932 | 0.084268 | 0.13788 | 0.13741 | 0.19063 | 0 | 0 | 0 | 0 | 0 | 0
91 | 0.098133 | 0.45338 | 0.03112 | 0.10217 | 0.17727 | 0.14361 | 0.36986 | 0.095839 | 0.13299 | 0.11488 | 0.17765 | 0 | 0 | 0 | 0 | 0 | 0
92 | 0.12585 | 0.44074 | 0.045813 | 0.12159 | 0.1931 | 0.1591 | 0.34008 | 0.10556 | 0.13648 | 0.096875 | 0.18438 | 0 | 0 | 0 | 0 | 0 | 0
93 | 0.14735 | 0.45601 | 0.06557 | 0.15143 | 0.24136 | 0.18414 | 0.30906 | 0.1164 | 0.14991 | 0.088412 | 0.2107 | 0 | 0 | 0 | 0 | 0 | 0
94 | 0.16245 | 0.49049 | 0.090958 | 0.18298 | 0.29552 | 0.2136 | 0.27316 | 0.12583 | 0.16754 | 0.088051 | 0.24268 | 0 | 0 | 0 | 0 | 0 | 0
95 | 0.16344 | 0.53738 | 0.12172 | 0.20492 | 0.3296 | 0.23118 | 0.25362 | 0.13345 | 0.17958 | 0.090717 | 0.26298 | 0 | 0 | 0 | 0 | 0 | 0
96 | 0.15937 | 0.57239 | 0.15572 | 0.21596 | 0.33278 | 0.21653 | 0.23999 | 0.13651 | 0.17709 | 0.091008 | 0.26431 | 0 | 0 | 0 | 0 | 0 | 0
97 | 0.16128 | 0.57991 | 0.18212 | 0.22453 | 0.3302 | 0.18641 | 0.2387 | 0.13275 | 0.16615 | 0.090922 | 0.25451 | 0 | 0 | 0 | 0 | 0 | 0
98 | 0.16992 | 0.57407 | 0.19355 | 0.23453 | 0.3401 | 0.17112 | 0.23816 | 0.12394 | 0.15867 | 0.092686 | 0.24693 | 0 | 0 | 0 | 0 | 0 | 0
99 | 0.17978 | 0.53846 | 0.20319 | 0.24558 | 0.35377 | 0.16624 | 0.25327 | 0.1156 | 0.1543 | 0.097709 | 0.23764 | 0 | 0 | 0 | 0 | 0 | 0
100 | 0.19709 | 0.52411 | 0.22902 | 0.26416 | 0.36637 | 0.16481 | 0.26598 | 0.11431 | 0.15467 | 0.10473 | 0.23481 | 0 | 0 | 0 | 0 | 0 | 0
101 | 0.2125 | 0.50863 | 0.28666 | 0.28557 | 0.35753 | 0.15561 | 0.28026 | 0.11455 | 0.15212 | 0.11493 | 0.22339 | 0 | 0 | 0 | 0 | 0 | 0
102 | 0.22558 | 0.47796 | 0.36404 | 0.31373 | 0.35158 | 0.15308 | 0.288 | 0.11384 | 0.15442 | 0.13065 | 0.2201 | 0 | 0 | 0 | 0 | 0 | 0
103 | 0.23313 | 0.43634 | 0.38396 | 0.32337 | 0.35301 | 0.16429 | 0.30373 | 0.11125 | 0.16113 | 0.14852 | 0.22044 | 0 | 0 | 0 | 0 | 0 | 0
104 | 0.22501 | 0.39432 | 0.27641 | 0.2827 | 0.34666 | 0.16712 | 0.32247 | 0.10585 | 0.16142 | 0.16056 | 0.21214 | 0 | 0 | 0 | 0 | 0 | 0
105 | 0.21985 | 0.36676 | 0.23134 | 0.26347 | 0.33923 | 0.16374 | 0.32612 | 0.10031 | 0.15808 | 0.16274 | 0.20554 | 0 | 0.009 | 0.014 | 0.0035 | 0 | 0
106 | 0.22398 | 0.34842 | 0.1925 | 0.24909 | 0.3308 | 0.16101 | 0.33083 | 0.090317 | 0.15154 | 0.15482 | 0.20002 | 0.04 | 0.08 | 0.12 | 0.056 | 0.05 | 0.014
107 | 0.23614 | 0.32558 | 0.15293 | 0.22811 | 0.29527 | 0.1573 | 0.32914 | 0.078154 | 0.13331 | 0.11823 | 0.17955 | 0.132 | 0.177 | 0.242 | 0.15 | 0.173 | 0.053
108 | 0.24928 | 0.31184 | 0.18417 | 0.23651 | 0.27607 | 0.16055 | 0.31473 | 0.074279 | 0.12635 | 0.09108 | 0.17949 | 0.212 | 0.248 | 0.338 | 0.2615 | 0.413 | 0.083
109 | 0.24099 | 0.29855 | 0.1811 | 0.23206 | 0.27411 | 0.16526 | 0.28919 | 0.072505 | 0.12547 | 0.084419 | 0.17971 | 0.219 | 0.263 | 0.391 | 0.2975 | 0.498 | 0.082
110 | 0.22899 | 0.27614 | 0.14384 | 0.21281 | 0.2656 | 0.15499 | 0.25266 | 0.071626 | 0.11836 | 0.076054 | 0.17079 | 0.183 | 0.235 | 0.396 | 0.28575 | 0.502 | 0.062
111 | 0.21656 | 0.24158 | 0.11612 | 0.19238 | 0.24445 | 0.13999 | 0.20397 | 0.069189 | 0.10806 | 0.068183 | 0.15487 | 0.13 | 0.165 | 0.344 | 0.235 | 0.433 | 0.033
112 | 0.20891 | 0.19863 | 0.099452 | 0.17919 | 0.22922 | 0.13953 | 0.17608 | 0.067032 | 0.10574 | 0.073371 | 0.14304 | 0.057 | 0.071 | 0.239 | 0.14175 | 0.261 | 0.01
113 | 0.2087 | 0.16042 | 0.11376 | 0.18597 | 0.23546 | 0.17066 | 0.15855 | 0.082305 | 0.1231 | 0.088797 | 0.15065 | 0.004 | 0.002 | 0.087 | 0.03 | 0.029 | 0
114 | 0.21811 | 0.13602 | 0.15293 | 0.20275 | 0.23722 | 0.19598 | 0.1342 | 0.11444 | 0.1381 | 0.088622 | 0.15334 | 0 | 0 | 0.001 | 0.00025 | 0 | 0
115 | 0.23522 | 0.12444 | 0.1811 | 0.21572 | 0.23085 | 0.19509 | 0.11114 | 0.1356 | 0.14012 | 0.081571 | 0.14822 | 0 | 0 | 0 | 0 | 0 | 0
116 | 0.25298 | 0.12077 | 0.17705 | 0.2198 | 0.22937 | 0.18465 | 0.09549 | 0.14614 | 0.13667 | 0.073114 | 0.14278 | 0 | 0 | 0 | 0 | 0 | 0
117 | 0.26571 | 0.12036 | 0.15478 | 0.21576 | 0.22679 | 0.17712 | 0.084427 | 0.1484 | 0.1325 | 0.064733 | 0.13972 | 0 | 0 | 0 | 0 | 0 | 0
118 | 0.26117 | 0.12201 | 0.13594 | 0.20676 | 0.22317 | 0.1673 | 0.071214 | 0.14438 | 0.12525 | 0.057747 | 0.13158 | 0 | 0 | 0 | 0 | 0 | 0
119 | 0.24681 | 0.12818 | 0.12663 | 0.19881 | 0.22298 | 0.15809 | 0.060697 | 0.1365 | 0.1196 | 0.057668 | 0.12615 | 0 | 0 | 0 | 0 | 0 | 0
120 | 0.22586 | 0.13984 | 0.11533 | 0.18851 | 0.22435 | 0.15308 | 0.051832 | 0.12877 | 0.11712 | 0.062066 | 0.12457 | 0 | 0 | 0 | 0 | 0 | 0
121 | 0.21045 | 0.15521 | 0.1046 | 0.17973 | 0.22413 | 0.14875 | 0.045461 | 0.12288 | 0.1154 | 0.067102 | 0.12287 | 0 | 0 | 0 | 0 | 0 | 0
122 | 0.2043 | 0.16874 | 0.095152 | 0.17494 | 0.22537 | 0.15001 | 0.039568 | 0.11697 | 0.1161 | 0.072349 | 0.12508 | 0 | 0 | 0 | 0 | 0 | 0
123 | 0.20213 | 0.18176 | 0.10535 | 0.1788 | 0.22892 | 0.15988 | 0.034638 | 0.1129 | 0.12133 | 0.082556 | 0.12997 | 0 | 0 | 0 | 0 | 0 | 0
124 | 0.19594 | 0.20825 | 0.14206 | 0.19132 | 0.23594 | 0.16978 | 0.033889 | 0.11474 | 0.13146 | 0.10498 | 0.13635 | 0 | 0 | 0 | 0 | 0 | 0
125 | 0.18715 | 0.23351 | 0.23018 | 0.21782 | 0.23612 | 0.17133 | 0.034803 | 0.11734 | 0.13822 | 0.12809 | 0.13612 | 0 | 0 | 0 | 0 | 0 | 0
126 | 0.18647 | 0.25015 | 0.33613 | 0.25297 | 0.23631 | 0.17148 | 0.037971 | 0.12022 | 0.14414 | 0.14746 | 0.13742 | 0 | 0 | 0 | 0 | 0 | 0
127 | 0.20172 | 0.27414 | 0.35559 | 0.26699 | 0.24365 | 0.17372 | 0.046018 | 0.12502 | 0.15245 | 0.16643 | 0.14462 | 0 | 0 | 0 | 0 | 0 | 0
128 | 0.21796 | 0.29616 | 0.3854 | 0.28786 | 0.26023 | 0.18224 | 0.060453 | 0.13209 | 0.16481 | 0.19032 | 0.15457 | 0 | 0 | 0 | 0 | 0 | 0
129 | 0.23016 | 0.31083 | 0.43174 | 0.3103 | 0.269 | 0.18998 | 0.078902 | 0.13822 | 0.17561 | 0.21471 | 0.15952 | 0 | 0.019 | 0.014 | 0.0035 | 0 | 0
130 | 0.23455 | 0.32684 | 0.461 | 0.32059 | 0.26621 | 0.17723 | 0.084836 | 0.13397 | 0.1707 | 0.21915 | 0.15244 | 0.033 | 0.126 | 0.105 | 0.0535 | 0.054 | 0.022
131 | 0.24422 | 0.33556 | 0.41427 | 0.30012 | 0.24186 | 0.15102 | 0.072974 | 0.12516 | 0.14818 | 0.1843 | 0.13225 | 0.093 | 0.246 | 0.188 | 0.125 | 0.155 | 0.064
132 | 0.25045 | 0.34549 | 0.29315 | 0.25306 | 0.21558 | 0.15773 | 0.07225 | 0.12376 | 0.1372 | 0.14428 | 0.12303 | 0.152 | 0.321 | 0.251 | 0.182 | 0.221 | 0.104
133 | 0.28111 | 0.35796 | 0.31033 | 0.27009 | 0.21883 | 0.18817 | 0.082279 | 0.13296 | 0.14412 | 0.1271 | 0.12823 | 0.188 | 0.328 | 0.286 | 0.21175 | 0.242 | 0.131
134 | 0.34059 | 0.37031 | 0.38683 | 0.31925 | 0.23032 | 0.21427 | 0.094198 | 0.14822 | 0.16002 | 0.14256 | 0.13504 | 0.187 | 0.275 | 0.282 | 0.20775 | 0.23 | 0.132
135 | 0.40116 | 0.3819 | 0.4449 | 0.36589 | 0.25161 | 0.21422 | 0.1029 | 0.15796 | 0.17119 | 0.16618 | 0.14641 | 0.141 | 0.173 | 0.234 | 0.164 | 0.182 | 0.099
136 | 0.43302 | 0.39988 | 0.39114 | 0.3735 | 0.29634 | 0.21484 | 0.1465 | 0.16782 | 0.18381 | 0.19363 | 0.15896 | 0.061 | 0.057 | 0.145 | 0.08475 | 0.096 | 0.037
137 | 0.4467 | 0.45312 | 0.33337 | 0.38231 | 0.36686 | 0.28259 | 0.21374 | 0.19872 | 0.23705 | 0.25628 | 0.21059 | 0.003 | 0.001 | 0.043 | 0.01375 | 0.009 | 0
138 | 0.44815 | 0.50818 | 0.26509 | 0.38036 | 0.42784 | 0.32227 | 0.23817 | 0.23326 | 0.27641 | 0.29219 | 0.25793 | 0 | 0 | 0 | 0 | 0 | 0
139 | 0.39676 | 0.54491 | 0.31839 | 0.39005 | 0.45499 | 0.33052 | 0.24017 | 0.23977 | 0.27821 | 0.25483 | 0.28771 | 0 | 0 | 0 | 0 | 0 | 0
140 | 0.4701 | 0.54142 | 0.44051 | 0.44667 | 0.42939 | 0.33619 | 0.23969 | 0.22336 | 0.27201 | 0.23502 | 0.29346 | 0 | 0 | 0 | 0 | 0 | 0
141 | 0.52689 | 0.49295 | 0.47417 | 0.48141 | 0.44317 | 0.34875 | 0.2348 | 0.20538 | 0.26153 | 0.20063 | 0.29138 | 0 | 0 | 0 | 0 | 0 | 0
142 | 0.54896 | 0.44553 | 0.42591 | 0.48342 | 0.47538 | 0.36257 | 0.23122 | 0.18918 | 0.26826 | 0.21921 | 0.30208 | 0 | 0 | 0 | 0 | 0 | 0
143 | 0.51171 | 0.41535 | 0.3584 | 0.46586 | 0.52746 | 0.37869 | 0.232 | 0.18238 | 0.28746 | 0.26516 | 0.32362 | 0 | 0 | 0 | 0 | 0 | 0
144 | 0.40819 | 0.45307 | 0.29315 | 0.41439 | 0.54181 | 0.36486 | 0.22842 | 0.17006 | 0.29646 | 0.2977 | 0.35323 | 0 | 0 | 0 | 0 | 0 | 0
145 | 0.30144 | 0.50575 | 0.24313 | 0.34321 | 0.48504 | 0.31739 | 0.21989 | 0.14146 | 0.2882 | 0.35504 | 0.3389 | 0 | 0 | 0 | 0 | 0 | 0
146 | 0.23699 | 0.53037 | 0.20647 | 0.28976 | 0.42583 | 0.2495 | 0.2115 | 0.11222 | 0.24845 | 0.32294 | 0.30915 | 0 | 0 | 0 | 0 | 0 | 0
147 | 0.20437 | 0.51456 | 0.1925 | 0.25964 | 0.38206 | 0.2136 | 0.20875 | 0.093278 | 0.21378 | 0.25945 | 0.2888 | 0 | 0 | 0 | 0 | 0 | 0
148 | 0.16641 | 0.48096 | 0.21088 | 0.23198 | 0.31866 | 0.18816 | 0.21277 | 0.081681 | 0.19051 | 0.22678 | 0.26543 | 0 | 0 | 0 | 0 | 0 | 0
149 | 0.13086 | 0.43161 | 0.21534 | 0.18779 | 0.21717 | 0.15059 | 0.21921 | 0.070924 | 0.16042 | 0.20495 | 0.21522 | 0 | 0 | 0 | 0 | 0 | 0
150 | 0.12749 | 0.36355 | 0.1925 | 0.15557 | 0.14671 | 0.12795 | 0.223 | 0.060895 | 0.12843 | 0.1606 | 0.16425 | 0 | 0 | 0 | 0 | 0 | 0
151 | 0.18467 | 0.31644 | 0.15293 | 0.16697 | 0.16332 | 0.14759 | 0.21943 | 0.061991 | 0.11658 | 0.092965 | 0.16377 | 0 | 0 | 0 | 0 | 0 | 0
152 | 0.28104 | 0.327 | 0.096574 | 0.21721 | 0.27403 | 0.17053 | 0.20858 | 0.077341 | 0.13014 | 0.049478 | 0.22323 | 0 | 0 | 0 | 0 | 0 | 0
153 | 0.36585 | 0.38404 | 0.035712 | 0.26846 | 0.4038 | 0.1767 | 0.20485 | 0.094744 | 0.15337 | 0.048285 | 0.29376 | 0 | 0.003 | 0.006 | 0.0015 | 0 | 0
154 | 0.4164 | 0.44466 | 0.002008 | 0.29063 | 0.45347 | 0.17499 | 0.19385 | 0.098509 | 0.15618 | 0.058849 | 0.29238 | 0.02 | 0.026 | 0.063 | 0.03525 | 0.021 | 0.037
155 | 0.43853 | 0.50247 | 0.001695 | 0.30196 | 0.46567 | 0.16169 | 0.16947 | 0.080992 | 0.14582 | 0.05727 | 0.28331 | 0.071 | 0.059 | 0.141 | 0.0905 | 0.075 | 0.075
156 | 0.42548 | 0.55197 | 0.00902 | 0.32675 | 0.54575 | 0.16199 | 0.15571 | 0.075068 | 0.14718 | 0.06428 | 0.2874 | 0.134 | 0.094 | 0.222 | 0.15375 | 0.123 | 0.136
157 | 0.43552 | 0.57619 | 0.028747 | 0.3571 | 0.60703 | 0.20044 | 0.16957 | 0.087623 | 0.17732 | 0.087382 | 0.33382 | 0.198 | 0.124 | 0.272 | 0.20125 | 0.218 | 0.117
158 | 0.47027 | 0.57254 | 0.077721 | 0.38016 | 0.59248 | 0.22316 | 0.17299 | 0.10383 | 0.1899 | 0.097052 | 0.33558 | 0.256 | 0.118 | 0.273 | 0.2245 | 0.263 | 0.106
159 | 0.51728 | 0.56618 | 0.12663 | 0.40304 | 0.5652 | 0.21004 | 0.17407 | 0.11386 | 0.1887 | 0.092374 | 0.33852 | 0.148 | 0.078 | 0.225 | 0.1545 | 0.177 | 0.068
160 | 0.55814 | 0.58286 | 0.17405 | 0.4303 | 0.5587 | 0.242 | 0.19958 | 0.12509 | 0.20716 | 0.10876 | 0.3528 | 0.056 | 0.025 | 0.145 | 0.073 | 0.063 | 0.028
161 | 0.60593 | 0.63135 | 0.36122 | 0.51534 | 0.57889 | 0.32208 | 0.23396 | 0.16656 | 0.26221 | 0.17799 | 0.38223 | 0.004 | 0 | 0.052 | 0.01475 | 0.003 | 0
162 | 0.68352 | 0.68687 | 0.58026 | 0.637 | 0.64723 | 0.37639 | 0.24871 | 0.21651 | 0.31353 | 0.23451 | 0.42669 | 0 | 0 | 0.001 | 0.00025 | 0 | 0
163 | 0.72146 | 0.73949 | 0.71707 | 0.71381 | 0.70291 | 0.39536 | 0.2601 | 0.24291 | 0.33656 | 0.24467 | 0.4633 | 0 | 0 | 0 | 0 | 0 | 0
164 | 0.74945 | 0.79441 | 0.78879 | 0.76801 | 0.76578 | 0.41972 | 0.26752 | 0.26672 | 0.36662 | 0.27545 | 0.5046 | 0 | 0 | 0 | 0 | 0 | 0
165 | 0.76453 | 0.84584 | 0.80674 | 0.79189 | 0.8044 | 0.44396 | 0.27021 | 0.28748 | 0.40075 | 0.33892 | 0.53262 | 0 | 0 | 0 | 0 | 0 | 0
166 | 0.77198 | 0.88557 | 0.83668 | 0.8117 | 0.82645 | 0.45915 | 0.28146 | 0.31097 | 0.41355 | 0.32107 | 0.56301 | 0 | 0 | 0 | 0 | 0 | 0
167 | 0.78124 | 0.90615 | 0.83881 | 0.82154 | 0.84457 | 0.47342 | 0.29086 | 0.33442 | 0.42751 | 0.30506 | 0.59712 | 0 | 0 | 0 | 0 | 0 | 0
168 | 0.79198 | 0.92228 | 0.82416 | 0.82312 | 0.85321 | 0.49726 | 0.31014 | 0.35039 | 0.44569 | 0.31683 | 0.61828 | 0 | 0 | 0 | 0 | 0 | 0
169 | 0.80214 | 0.92666 | 0.8491 | 0.83736 | 0.86083 | 0.53282 | 0.33268 | 0.36775 | 0.47027 | 0.35399 | 0.62651 | 0 | 0 | 0 | 0 | 0 | 0
170 | 0.82458 | 0.92561 | 0.84506 | 0.8431 | 0.85966 | 0.55707 | 0.34823 | 0.37641 | 0.50025 | 0.43694 | 0.63057 | 0 | 0 | 0 | 0 | 0 | 0
171 | 0.84157 | 0.92704 | 0.83308 | 0.8436 | 0.85613 | 0.57424 | 0.36767 | 0.386 | 0.51553 | 0.46998 | 0.63188 | 0 | 0 | 0 | 0 | 0 | 0
172 | 0.84629 | 0.92621 | 0.82567 | 0.8393 | 0.84594 | 0.59902 | 0.39009 | 0.40375 | 0.52933 | 0.48346 | 0.63109 | 0 | 0 | 0 | 0 | 0 | 0
173 | 0.80304 | 0.92105 | 0.78342 | 0.80691 | 0.83428 | 0.61146 | 0.40868 | 0.40668 | 0.54706 | 0.53039 | 0.63969 | 0 | 0 | 0 | 0 | 0 | 0
174 | 0.78424 | 0.90374 | 0.72146 | 0.76884 | 0.80083 | 0.60879 | 0.41904 | 0.41152 | 0.55073 | 0.5545 | 0.62811 | 0 | 0 | 0 | 0 | 0 | 0
175 | 0.76196 | 0.87475 | 0.75085 | 0.76673 | 0.78739 | 0.59849 | 0.42621 | 0.43154 | 0.54208 | 0.53083 | 0.60744 | 0 | 0 | 0 | 0 | 0 | 0
176 | 0.79365 | 0.84511 | 0.79665 | 0.77879 | 0.74609 | 0.59022 | 0.43578 | 0.45539 | 0.54329 | 0.53274 | 0.59481 | 0 | 0 | 0 | 0 | 0 | 0
177 | 0.7621 | 0.78796 | 0.82416 | 0.77479 | 0.7381 | 0.54456 | 0.44281 | 0.46847 | 0.53487 | 0.54629 | 0.58017 | 0 | 0.003 | 0.009 | 0.00225 | 0 | 0
178 | 0.61418 | 0.74186 | 0.8842 | 0.71193 | 0.63742 | 0.56752 | 0.43253 | 0.49313 | 0.54677 | 0.59954 | 0.52689 | 0.001 | 0.019 | 0.077 | 0.02 | 0.002 | 0
179 | 0.50458 | 0.69482 | 0.95301 | 0.66426 | 0.53517 | 0.5912 | 0.43306 | 0.5074 | 0.54134 | 0.61363 | 0.45315 | 0.008 | 0.04 | 0.151 | 0.04375 | 0.012 | 0.004
180 | 0.3689 | 0.64067 | 0.95045 | 0.59914 | 0.47808 | 0.61204 | 0.4459 | 0.5447 | 0.55598 | 0.65691 | 0.41028 | 0.015 | 0.061 | 0.209 | 0.0635 | 0.022 | 0.008
181 | 0.23073 | 0.59857 | 0.94294 | 0.51743 | 0.37861 | 0.63421 | 0.46725 | 0.58288 | 0.55957 | 0.70398 | 0.31721 | 0.018 | 0.067 | 0.231 | 0.072 | 0.029 | 0.01
182 | 0.26922 | 0.53917 | 0.90379 | 0.50671 | 0.34712 | 0.65563 | 0.45807 | 0.61922 | 0.56858 | 0.75678 | 0.24271 | 0.016 | 0.052 | 0.22 | 0.06725 | 0.023 | 0.01
183 | 0.52767 | 0.49828 | 0.77044 | 0.55946 | 0.38027 | 0.66478 | 0.43263 | 0.63834 | 0.59384 | 0.83233 | 0.23992 | 0.011 | 0.028 | 0.171 | 0.05075 | 0.013 | 0.008
184 | 0.40069 | 0.51184 | 0.49607 | 0.41248 | 0.34067 | 0.66861 | 0.41714 | 0.62202 | 0.62041 | 0.90278 | 0.28825 | 0.005 | 0.008 | 0.103 | 0.0285 | 0.004 | 0.002
185 | 0.4003 | 0.54649 | 0.39258 | 0.3812 | 0.35073 | 0.629 | 0.42178 | 0.59225 | 0.60092 | 0.90783 | 0.2746 | 0.001 | 0 | 0.033 | 0.0085 | 0 | 0
186 | 0.35062 | 0.57029 | 0.52216 | 0.43243 | 0.42451 | 0.53496 | 0.4254 | 0.54198 | 0.56009 | 0.87953 | 0.28389 | 0 | 0 | 0 | 0 | 0 | 0
187 | 0.41455 | 0.62376 | 0.55504 | 0.48236 | 0.47748 | 0.37447 | 0.43662 | 0.48636 | 0.50862 | 0.84829 | 0.32534 | 0 | 0 | 0 | 0 | 0 | 0
188 | 0.50957 | 0.68469 | 0.55787 | 0.53956 | 0.55124 | 0.35855 | 0.46319 | 0.44432 | 0.48222 | 0.72207 | 0.40392 | 0 | 0 | 0 | 0 | 0 | 0
189 | 0.56896 | 0.73155 | 0.49607 | 0.54816 | 0.57944 | 0.39963 | 0.48413 | 0.41416 | 0.44417 | 0.51801 | 0.44488 | 0 | 0 | 0 | 0 | 0 | 0
190 | 0.55498 | 0.79302 | 0.52505 | 0.56869 | 0.62604 | 0.43275 | 0.50497 | 0.38398 | 0.43362 | 0.45201 | 0.46574 | 0 | 0 | 0 | 0 | 0 | 0
191 | 0.47696 | 0.84177 | 0.66562 | 0.57961 | 0.59625 | 0.39817 | 0.53366 | 0.3704 | 0.42307 | 0.46743 | 0.45628 | 0 | 0 | 0 | 0 | 0 | 0
192 | 0.50087 | 0.84795 | 0.83952 | 0.62358 | 0.53037 | 0.39282 | 0.5576 | 0.37988 | 0.41633 | 0.48198 | 0.41064 | 0 | 0 | 0 | 0 | 0 | 0
193 | 0.58205 | 0.83517 | 0.90333 | 0.67601 | 0.54265 | 0.41013 | 0.56177 | 0.4072 | 0.42753 | 0.5078 | 0.38499 | 0 | 0 | 0 | 0 | 0 | 0
194 | 0.71674 | 0.82292 | 0.88989 | 0.74769 | 0.63643 | 0.46666 | 0.55556 | 0.45151 | 0.4819 | 0.58885 | 0.42058 | 0 | 0 | 0 | 0 | 0 | 0
195 | 0.85714 | 0.85268 | 0.86678 | 0.82513 | 0.75147 | 0.53699 | 0.55243 | 0.49269 | 0.55204 | 0.66886 | 0.50963 | 0 | 0 | 0 | 0 | 0 | 0
196 | 0.93504 | 0.89576 | 0.86974 | 0.87462 | 0.81907 | 0.59613 | 0.57968 | 0.52155 | 0.62135 | 0.77213 | 0.59561 | 0 | 0 | 0 | 0 | 0 | 0
197 | 0.97716 | 0.9255 | 0.88887 | 0.92642 | 0.91323 | 0.67185 | 0.64062 | 0.5496 | 0.69356 | 0.82156 | 0.73124 | 0 | 0 | 0 | 0 | 0 | 0
198 | 0.97948 | 0.96011 | 0.8919 | 0.95047 | 0.98003 | 0.85124 | 0.7008 | 0.605 | 0.79754 | 0.82371 | 0.91021 | 0 | 0 | 0 | 0 | 0 | 0
199 | 0.97604 | 0.9253 | 0.9444 | 0.96866 | 0.98555 | 0.92419 | 0.78221 | 0.6652 | 0.86587 | 0.9167 | 0.95741 | 0 | 0 | 0 | 0 | 0 | 0
200 | 0.9684 | 0.90447 | 0.96564 | 0.97315 | 0.9854 | 0.92903 | 0.85435 | 0.69137 | 0.87932 | 0.94783 | 0.94904 | 0 | 0 | 0 | 0 | 0 | 0
201 | 0.94251 | 0.91292 | 0.95783 | 0.95878 | 0.97599 | 0.89536 | 0.89338 | 0.70049 | 0.86678 | 0.94086 | 0.93043 | 0 | 0.004 | 0.007 | 0.00175 | 0 | 0
202 | 0.92454 | 0.93002 | 0.93583 | 0.94168 | 0.96466 | 0.87303 | 0.93009 | 0.68834 | 0.84644 | 0.9116 | 0.91277 | 0.002 | 0.024 | 0.057 | 0.01475 | 0 | 0
203 | 0.90488 | 0.95624 | 0.86915 | 0.91187 | 0.96159 | 0.84816 | 0.94709 | 0.67144 | 0.82923 | 0.89703 | 0.90031 | 0.017 | 0.034 | 0.122 | 0.038 | 0.003 | 0.01
204 | 0.87845 | 0.96813 | 0.81955 | 0.88362 | 0.95288 | 0.81462 | 0.94921 | 0.66742 | 0.81222 | 0.88278 | 0.88407 | 0.038 | 0.044 | 0.18 | 0.064 | 0.01 | 0.028
205 | 0.86139 | 0.96803 | 0.86131 | 0.88897 | 0.9442 | 0.80371 | 0.9462 | 0.68061 | 0.80471 | 0.86881 | 0.86572 | 0.049 | 0.041 | 0.211 | 0.08825 | 0.017 | 0.076
206 | 0.86215 | 0.97321 | 0.89486 | 0.89687 | 0.93362 | 0.8163 | 0.93952 | 0.69667 | 0.80941 | 0.8691 | 0.85556 | 0.051 | 0.029 | 0.202 | 0.104 | 0.026 | 0.137
207 | 0.86529 | 0.97738 | 0.87881 | 0.88766 | 0.91886 | 0.83911 | 0.93165 | 0.70093 | 0.81439 | 0.8764 | 0.84113 | 0.023 | 0.018 | 0.161 | 0.06875 | 0.022 | 0.069
208 | 0.86358 | 0.97988 | 0.84161 | 0.86588 | 0.89246 | 0.84329 | 0.92239 | 0.69994 | 0.81419 | 0.90072 | 0.81279 | 0.007 | 0.004 | 0.107 | 0.03275 | 0.006 | 0.011
209 | 0.88937 | 0.97247 | 0.84641 | 0.86336 | 0.85431 | 0.85466 | 0.91398 | 0.70968 | 0.81115 | 0.9046 | 0.77565 | 0 | 0 | 0.037 | 0.00925 | 0 | 0
210 | 0.91908 | 0.95876 | 0.86915 | 0.87452 | 0.83532 | 0.87757 | 0.89291 | 0.73225 | 0.8182 | 0.89846 | 0.76452 | 0 | 0 | 0 | 0 | 0 | 0
211 | 0.9669 | 0.91017 | 0.87991 | 0.88184 | 0.79872 | 0.91115 | 0.86995 | 0.75245 | 0.83045 | 0.92258 | 0.73561 | 0 | 0 | 0 | 0 | 0 | 0
212 | 0.98072 | 0.82493 | 0.88836 | 0.87816 | 0.76538 | 0.94913 | 0.83416 | 0.77629 | 0.83328 | 0.9442 | 0.6635 | 0 | 0 | 0 | 0 | 0 | 0
213 | 0.98084 | 0.69832 | 0.88525 | 0.89425 | 0.81664 | 0.96969 | 0.77089 | 0.79229 | 0.8519 | 0.96495 | 0.68066 | 0 | 0 | 0 | 0 | 0 | 0
214 | 0.97918 | 0.55859 | 0.89917 | 0.9293 | 0.90954 | 0.96874 | 0.69203 | 0.80181 | 0.8624 | 0.96286 | 0.71618 | 0 | 0 | 0 | 0 | 0 | 0
215 | 0.97671 | 0.45678 | 0.90736 | 0.94493 | 0.95072 | 0.96037 | 0.62337 | 0.7985 | 0.8728 | 0.96544 | 0.76689 | 0 | 0 | 0 | 0 | 0 | 0
216 | 0.97244 | 0.40849 | 0.89679 | 0.94781 | 0.97421 | 0.95363 | 0.57428 | 0.79083 | 0.88624 | 0.96823 | 0.83225 | 0 | 0 | 0 | 0 | 0 | 0
217 | 0.96637 | 0.50528 | 0.8904 | 0.94194 | 0.96904 | 0.94332 | 0.55703 | 0.78185 | 0.89506 | 0.96677 | 0.88831 | 0 | 0 | 0 | 0 | 0 | 0
218 | 0.96507 | 0.67714 | 0.88989 | 0.93966 | 0.96401 | 0.93287 | 0.56642 | 0.76731 | 0.89005 | 0.96319 | 0.89683 | 0 | 0 | 0 | 0 | 0 | 0
219 | 0.96247 | 0.84257 | 0.8904 | 0.93806 | 0.96132 | 0.92531 | 0.5774 | 0.75901 | 0.88439 | 0.95769 | 0.89556 | 0 | 0 | 0 | 0 | 0 | 0
220 | 0.95651 | 0.89601 | 0.90692 | 0.94246 | 0.96395 | 0.91949 | 0.60689 | 0.75428 | 0.88099 | 0.95185 | 0.89835 | 0 | 0 | 0 | 0 | 0 | 0
221 | 0.95913 | 0.91084 | 0.92584 | 0.95101 | 0.96806 | 0.91037 | 0.66455 | 0.74323 | 0.87475 | 0.94206 | 0.90335 | 0 | 0 | 0 | 0 | 0 | 0
222 | 0.96878 | 0.90058 | 0.91039 | 0.94854 | 0.96644 | 0.90892 | 0.72222 | 0.73113 | 0.86736 | 0.92979 | 0.89959 | 0 | 0 | 0 | 0 | 0 | 0
223 | 0.97678 | 0.8962 | 0.92096 | 0.95467 | 0.96628 | 0.92376 | 0.77799 | 0.72924 | 0.87094 | 0.9237 | 0.90704 | 0 | 0 | 0 | 0 | 0 | 0
224 | 0.98074 | 0.91607 | 0.91862 | 0.9578 | 0.97404 | 0.94509 | 0.83306 | 0.73358 | 0.8842 | 0.93158 | 0.92654 | 0 | 0 | 0 | 0 | 0 | 0
225 | 0.97986 | 0.94563 | 0.91251 | 0.95759 | 0.98038 | 0.95451 | 0.87308 | 0.74154 | 0.89512 | 0.93935 | 0.94506 | 0 | 0.001 | 0.003 | 0.00075 | 0 | 0
226 | 0.97525 | 0.96705 | 0.91582 | 0.95833 | 0.98393 | 0.95912 | 0.91426 | 0.74538 | 0.90158 | 0.94631 | 0.95553 | 0.007 | 0.015 | 0.043 | 0.01625 | 0.014 | 0.001
227 | 0.97189 | 0.98057 | 0.92324 | 0.96022 | 0.98551 | 0.96597 | 0.9326 | 0.75104 | 0.90921 | 0.95122 | 0.9686 | 0.015 | 0.041 | 0.091 | 0.0355 | 0.03 | 0.006
228 | 0.9655 | 0.97095 | 0.91541 | 0.95414 | 0.98152 | 0.9686 | 0.94728 | 0.76275 | 0.91563 | 0.95567 | 0.97548 | 0.028 | 0.059 | 0.134 | 0.0545 | 0.036 | 0.02
229 | 0.98066 | 0.94307 | 0.928 | 0.96475 | 0.98559 | 0.96898 | 0.95908 | 0.77269 | 0.91833 | 0.95874 | 0.97292 | 0.029 | 0.062 | 0.158 | 0.05825 | 0.027 | 0.019
230 | 0.9643 | 0.93053 | 0.91209 | 0.95247 | 0.98101 | 0.96283 | 0.96433 | 0.7652 | 0.91068 | 0.95963 | 0.95504 | 0.033 | 0.05 | 0.155 | 0.05875 | 0.018 | 0.029
231 | 0.93724 | 0.9205 | 0.86131 | 0.92497 | 0.97637 | 0.93988 | 0.96594 | 0.73782 | 0.89069 | 0.96022 | 0.92486 | 0.041 | 0.032 | 0.137 | 0.06125 | 0.008 | 0.059
232 | 0.92868 | 0.96358 | 0.83089 | 0.91202 | 0.9765 | 0.88796 | 0.96398 | 0.69418 | 0.85924 | 0.95486 | 0.89998 | 0.024 | 0.012 | 0.093 | 0.04225 | 0.005 | 0.047
233 | 0.919 | 0.97142 | 0.83453 | 0.90776 | 0.96976 | 0.80827 | 0.95705 | 0.64999 | 0.81953 | 0.93932 | 0.88056 | 0.004 | 0 | 0.031 | 0.0095 | 0 | 0.003
234 | 0.87415 | 0.97233 | 0.75186 | 0.86099 | 0.95696 | 0.72062 | 0.94133 | 0.6049 | 0.77098 | 0.90546 | 0.85294 | 0 | 0 | 0 | 0 | 0 | 0
235 | 0.82244 | 0.97763 | 0.64429 | 0.80407 | 0.9455 | 0.63019 | 0.92027 | 0.54885 | 0.69845 | 0.81259 | 0.80215 | 0 | 0 | 0 | 0 | 0 | 0
236 | 0.79526 | 0.97864 | 0.53653 | 0.75779 | 0.94157 | 0.51043 | 0.88497 | 0.48405 | 0.61425 | 0.69557 | 0.76692 | 0 | 0 | 0 | 0 | 0 | 0
237 | 0.78196 | 0.97919 | 0.46393 | 0.72724 | 0.93583 | 0.40854 | 0.85026 | 0.42909 | 0.54991 | 0.60663 | 0.75538 | 0 | 0 | 0 | 0 | 0 | 0
238 | 0.78002 | 0.9797 | 0.41718 | 0.70679 | 0.92318 | 0.38813 | 0.82012 | 0.38899 | 0.50292 | 0.49531 | 0.73924 | 0 | 0 | 0 | 0 | 0 | 0
239 | 0.78312 | 0.98027 | 0.46832 | 0.72067 | 0.91058 | 0.37977 | 0.80056 | 0.35934 | 0.46309 | 0.394 | 0.71925 | 0 | 0 | 0 | 0 | 0 | 0
240 | 0.78943 | 0.9796 | 0.50334 | 0.73233 | 0.9042 | 0.37772 | 0.78648 | 0.33923 | 0.44722 | 0.36262 | 0.70932 | 0 | 0 | 0 | 0 | 0 | 0
241 | 0.80641 | 0.97759 | 0.50043 | 0.73569 | 0.90023 | 0.37448 | 0.76578 | 0.33118 | 0.44067 | 0.35712 | 0.69992 | 0 | 0 | 0 | 0 | 0 | 0
242 | 0.83382 | 0.97672 | 0.46686 | 0.73252 | 0.89689 | 0.37928 | 0.74198 | 0.33728 | 0.43797 | 0.33586 | 0.69948 | 0 | 0 | 0 | 0 | 0 | 0
243 | 0.86155 | 0.97578 | 0.48002 | 0.74554 | 0.89506 | 0.39519 | 0.72147 | 0.35985 | 0.44493 | 0.31774 | 0.70692 | 0 | 0 | 0 | 0 | 0 | 0
244 | 0.8927 | 0.97408 | 0.61158 | 0.80146 | 0.90009 | 0.42758 | 0.70448 | 0.39298 | 0.4687 | 0.33447 | 0.71978 | 0 | 0 | 0 | 0 | 0 | 0
245 | 0.92084 | 0.97243 | 0.64429 | 0.8261 | 0.91316 | 0.48088 | 0.69884 | 0.42704 | 0.50875 | 0.38562 | 0.74147 | 0 | 0 | 0 | 0 | 0 | 0
246 | 0.94021 | 0.97069 | 0.67418 | 0.84665 | 0.92555 | 0.54081 | 0.70482 | 0.44914 | 0.56778 | 0.51489 | 0.76628 | 0 | 0 | 0 | 0 | 0 | 0
247 | 0.95132 | 0.96945 | 0.68261 | 0.85574 | 0.93328 | 0.59194 | 0.72161 | 0.46392 | 0.61908 | 0.63089 | 0.78957 | 0 | 0 | 0 | 0 | 0 | 0
248 | 0.95373 | 0.96828 | 0.68021 | 0.85755 | 0.93871 | 0.64033 | 0.74548 | 0.48244 | 0.6737 | 0.75777 | 0.81427 | 0 | 0 | 0 | 0 | 0 | 0
249 | 0.95004 | 0.97035 | 0.68617 | 0.86039 | 0.94495 | 0.66198 | 0.77038 | 0.48431 | 0.69187 | 0.79413 | 0.82707 | 0 | 0.004 | 0.007 | 0.00175 | 0 | 0
250 | 0.94259 | 0.97264 | 0.63008 | 0.83978 | 0.94668 | 0.67022 | 0.7948 | 0.46444 | 0.69413 | 0.80727 | 0.83458 | 0.033 | 0.045 | 0.08 | 0.04575 | 0.052 | 0.018
251 | 0.92961 | 0.97683 | 0.41718 | 0.76466 | 0.94719 | 0.67124 | 0.82466 | 0.44077 | 0.69063 | 0.81518 | 0.83531 | 0.119 | 0.088 | 0.225 | 0.13475 | 0.125 | 0.07
252 | 0.91375 | 0.98061 | 0.36545 | 0.74386 | 0.95238 | 0.73339 | 0.84906 | 0.49341 | 0.72883 | 0.83606 | 0.85247 | 0.216 | 0.119 | 0.371 | 0.2355 | 0.241 | 0.114
253 | 0.88745 | 0.98216 | 0.49607 | 0.77699 | 0.94744 | 0.76885 | 0.86606 | 0.55664 | 0.75812 | 0.85374 | 0.85325 | 0.271 | 0.118 | 0.427 | 0.29225 | 0.349 | 0.122
254 | 0.85926 | 0.98344 | 0.41137 | 0.73745 | 0.94171 | 0.75087 | 0.87329 | 0.54443 | 0.74109 | 0.82569 | 0.84338 | 0.259 | 0.1 | 0.409 | 0.28825 | 0.364 | 0.121
255 | 0.84853 | 0.98348 | 0.35981 | 0.71333 | 0.93164 | 0.71166 | 0.87225 | 0.51816 | 0.71255 | 0.7992 | 0.82118 | 0.169 | 0.069 | 0.345 | 0.21475 | 0.278 | 0.067
256 | 0.83444 | 0.98095 | 0.34443 | 0.69768 | 0.91419 | 0.6642 | 0.865 | 0.48389 | 0.67654 | 0.76991 | 0.78815 | 0.048 | 0.024 | 0.229 | 0.08825 | 0.057 | 0.019
257 | 0.84008 | 0.97627 | 0.39114 | 0.70887 | 0.8954 | 0.62923 | 0.8589 | 0.4651 | 0.64822 | 0.73822 | 0.7603 | 0.002 | 0 | 0.079 | 0.02075 | 0.002 | 0
258 | 0.83932 | 0.96629 | 0.54937 | 0.7578 | 0.88473 | 0.62488 | 0.85193 | 0.47085 | 0.62976 | 0.67645 | 0.74687 | 0 | 0 | 0.001 | 0.00025 | 0 | 0
259 | 0.83878 | 0.94651 | 0.67175 | 0.79953 | 0.88804 | 0.63097 | 0.84435 | 0.48489 | 0.6333 | 0.66897 | 0.74837 | 0 | 0 | 0 | 0 | 0 | 0
260 | 0.86633 | 0.92115 | 0.73644 | 0.8322 | 0.89383 | 0.63463 | 0.83175 | 0.5169 | 0.64153 | 0.65924 | 0.75532 | 0 | 0 | 0 | 0 | 0 | 0
261 | 0.89638 | 0.90206 | 0.76949 | 0.85246 | 0.89151 | 0.68586 | 0.81575 | 0.53879 | 0.66219 | 0.66603 | 0.7581 | 0 | 0 | 0 | 0 | 0 | 0
262 | 0.90607 | 0.8921 | 0.77608 | 0.8566 | 0.88766 | 0.73573 | 0.79476 | 0.54822 | 0.69079 | 0.71813 | 0.76107 | 0 | 0 | 0 | 0 | 0 | 0
263 | 0.90959 | 0.89918 | 0.78612 | 0.86191 | 0.89002 | 0.75042 | 0.76496 | 0.54268 | 0.69488 | 0.72436 | 0.76205 | 0 | 0 | 0 | 0 | 0 | 0
264 | 0.91097 | 0.91262 | 0.81877 | 0.87265 | 0.88821 | 0.742 | 0.73197 | 0.52719 | 0.67996 | 0.69168 | 0.75895 | 0 | 0 | 0 | 0 | 0 | 0
265 | 0.90777 | 0.91661 | 0.84506 | 0.87875 | 0.88342 | 0.72823 | 0.70408 | 0.52404 | 0.66983 | 0.68125 | 0.74578 | 0 | 0 | 0 | 0 | 0 | 0
266 | 0.89806 | 0.91296 | 0.85944 | 0.87862 | 0.87836 | 0.72037 | 0.68091 | 0.51998 | 0.66437 | 0.67421 | 0.74292 | 0 | 0 | 0 | 0 | 0 | 0
267 | 0.90275 | 0.89815 | 0.86974 | 0.88143 | 0.87178 | 0.70647 | 0.65844 | 0.5166 | 0.6603 | 0.68871 | 0.72943 | 0 | 0 | 0 | 0 | 0 | 0
268 | 0.91439 | 0.88808 | 0.88153 | 0.89181 | 0.87951 | 0.72121 | 0.64047 | 0.52178 | 0.67396 | 0.71973 | 0.73315 | 0 | 0 | 0 | 0 | 0 | 0
269 | 0.92727 | 0.9095 | 0.88989 | 0.90272 | 0.89101 | 0.75642 | 0.62825 | 0.53033 | 0.69501 | 0.74389 | 0.74941 | 0 | 0 | 0 | 0 | 0 | 0
270 | 0.94323 | 0.92431 | 0.8904 | 0.91298 | 0.9053 | 0.79583 | 0.62684 | 0.55525 | 0.72132 | 0.76281 | 0.7714 | 0 | 0 | 0 | 0 | 0 | 0
271 | 0.95577 | 0.93935 | 0.88733 | 0.92401 | 0.92893 | 0.82834 | 0.64883 | 0.5852 | 0.75238 | 0.78988 | 0.80611 | 0 | 0 | 0 | 0 | 0 | 0
272 | 0.95862 | 0.94989 | 0.88733 | 0.93075 | 0.94632 | 0.84365 | 0.68331 | 0.59044 | 0.76837 | 0.80151 | 0.83787 | 0 | 0 | 0 | 0 | 0 | 0
273 | 0.96178 | 0.96041 | 0.88153 | 0.93335 | 0.95674 | 0.85425 | 0.71781 | 0.60894 | 0.78168 | 0.8038 | 0.85972 | 0 | 0.001 | 0.021 | 0.00525 | 0 | 0
274 | 0.96488 | 0.97425 | 0.86376 | 0.93118 | 0.96488 | 0.86181 | 0.76202 | 0.61967 | 0.79852 | 0.83435 | 0.87824 | 0.002 | 0.011 | 0.136 | 0.0375 | 0.01 | 0.002
275 | 0.96836 | 0.97855 | 0.85944 | 0.93311 | 0.97152 | 0.86999 | 0.79745 | 0.62674 | 0.80995 | 0.84648 | 0.89659 | 0.006 | 0.029 | 0.249 | 0.071 | 0.023 | 0.006
276 | 0.97013 | 0.98115 | 0.84976 | 0.93221 | 0.97674 | 0.87943 | 0.8186 | 0.63192 | 0.81952 | 0.85458 | 0.91216 | 0.01 | 0.052 | 0.338 | 0.096 | 0.027 | 0.009
277 | 0.96933 | 0.98289 | 0.90288 | 0.95063 | 0.97967 | 0.88481 | 0.83811 | 0.64038 | 0.82938 | 0.87029 | 0.92203 | 0.015 | 0.061 | 0.375 | 0.10775 | 0.028 | 0.013
278 | 0.97045 | 0.98346 | 0.92693 | 0.95894 | 0.97946 | 0.88372 | 0.8476 | 0.64112 | 0.83155 | 0.87716 | 0.9242 | 0.017 | 0.049 | 0.364 | 0.106 | 0.028 | 0.015
279 | 0.96982 | 0.9836 | 0.94115 | 0.96136 | 0.97311 | 0.87987 | 0.85139 | 0.63459 | 0.82514 | 0.8674 | 0.9187 | 0.012 | 0.029 | 0.313 | 0.08925 | 0.021 | 0.011
280 | 0.96545 | 0.98278 | 0.92729 | 0.95244 | 0.96459 | 0.87345 | 0.84837 | 0.61729 | 0.81364 | 0.85419 | 0.90964 | 0.004 | 0.013 | 0.216 | 0.0585 | 0.011 | 0.003
281 | 0.95492 | 0.97716 | 0.91941 | 0.94292 | 0.95443 | 0.86306 | 0.84366 | 0.62901 | 0.80773 | 0.83999 | 0.89885 | 0 | 0.001 | 0.086 | 0.0215 | 0 | 0
282 | 0.92514 | 0.95945 | 0.91941 | 0.92367 | 0.92645 | 0.85019 | 0.84113 | 0.65316 | 0.80263 | 0.83208 | 0.8751 | 0 | 0 | 0.002 | 0.0005 | 0 | 0
283 | 0.91095 | 0.9306 | 0.92287 | 0.91148 | 0.90061 | 0.84267 | 0.831 | 0.65595 | 0.78812 | 0.82194 | 0.83193 | 0 | 0 | 0 | 0 | 0 | 0
284 | 0.91175 | 0.89344 | 0.92836 | 0.90841 | 0.88513 | 0.83417 | 0.81119 | 0.65537 | 0.77238 | 0.80928 | 0.79072 | 0 | 0 | 0 | 0 | 0 | 0
285 | 0.90859 | 0.84865 | 0.91783 | 0.8997 | 0.87269 | 0.82723 | 0.78241 | 0.65419 | 0.75898 | 0.79156 | 0.76293 | 0 | 0 | 0 | 0 | 0 | 0
286 | 0.90327 | 0.79058 | 0.915 | 0.89562 | 0.8686 | 0.83862 | 0.75452 | 0.6708 | 0.76148 | 0.79261 | 0.74387 | 0 | 0 | 0 | 0 | 0 | 0
287 | 0.91509 | 0.68398 | 0.9315 | 0.90739 | 0.87558 | 0.84513 | 0.72738 | 0.67404 | 0.76087 | 0.79473 | 0.7296 | 0 | 0 | 0 | 0 | 0 | 0
288 | 0.94729 | 0.5561 | 0.93838 | 0.92445 | 0.88768 | 0.84905 | 0.69646 | 0.66464 | 0.75854 | 0.79239 | 0.72808 | 0 | 0 | 0 | 0 | 0 | 0
289 | 0.96754 | 0.44903 | 0.94804 | 0.94581 | 0.92184 | 0.85958 | 0.67093 | 0.659 | 0.7678 | 0.80428 | 0.74834 | 0 | 0 | 0 | 0 | 0 | 0
290 | 0.97344 | 0.3286 | 0.96525 | 0.96145 | 0.94567 | 0.87151 | 0.64556 | 0.65868 | 0.77333 | 0.7903 | 0.77284 | 0 | 0 | 0 | 0 | 0 | 0
291 | 0.97467 | 0.23055 | 0.97343 | 0.9675 | 0.9544 | 0.87435 | 0.62829 | 0.65994 | 0.78021 | 0.78554 | 0.80099 | 0 | 0 | 0 | 0 | 0 | 0
292 | 0.97541 | 0.20693 | 0.9791 | 0.97334 | 0.96552 | 0.8687 | 0.62199 | 0.66212 | 0.78294 | 0.7639 | 0.83704 | 0 | 0 | 0 | 0 | 0 | 0
293 | 0.97028 | 0.23861 | 0.98298 | 0.97436 | 0.96982 | 0.87095 | 0.61316 | 0.69449 | 0.80081 | 0.77895 | 0.85884 | 0 | 0 | 0 | 0 | 0 | 0
294 | 0.95877 | 0.32244 | 0.98671 | 0.97022 | 0.96516 | 0.87905 | 0.63028 | 0.70321 | 0.81611 | 0.80289 | 0.87927 | 0 | 0 | 0 | 0 | 0 | 0
295 | 0.9297 | 0.46901 | 0.98951 | 0.95332 | 0.94076 | 0.88406 | 0.65895 | 0.70379 | 0.82061 | 0.81555 | 0.87905 | 0 | 0 | 0 | 0 | 0 | 0
296 | 0.86896 | 0.59442 | 0.9907 | 0.9128 | 0.87875 | 0.88572 | 0.68976 | 0.68756 | 0.80833 | 0.81489 | 0.84518 | 0 | 0 | 0 | 0 | 0 | 0
297 | 0.74093 | 0.67534 | 0.99082 | 0.83937 | 0.78636 | 0.88748 | 0.7245 | 0.67185 | 0.80138 | 0.86184 | 0.78434 | 0 | 0.039 | 0.014 | 0.00375 | 0.001 | 0
298 | 0.55751 | 0.73427 | 0.98216 | 0.73971 | 0.67947 | 0.87442 | 0.72952 | 0.65078 | 0.77999 | 0.89302 | 0.70173 | 0.046 | 0.156 | 0.123 | 0.06275 | 0.075 | 0.007
299 | 0.42506 | 0.75909 | 0.93744 | 0.64415 | 0.56997 | 0.85458 | 0.7214 | 0.64019 | 0.74867 | 0.89928 | 0.60063 | 0.101 | 0.256 | 0.231 | 0.14175 | 0.211 | 0.024
300 | 0.36822 | 0.74694 | 0.86856 | 0.57979 | 0.50258 | 0.83412 | 0.72139 | 0.63661 | 0.7256 | 0.91801 | 0.51365 | 0.109 | 0.318 | 0.283 | 0.18375 | 0.314 | 0.029
301 | 0.38377 | 0.71377 | 0.84641 | 0.56314 | 0.45924 | 0.80895 | 0.72792 | 0.64906 | 0.70731 | 0.92498 | 0.44625 | 0.074 | 0.322 | 0.291 | 0.1645 | 0.263 | 0.03
302 | 0.43332 | 0.66016 | 0.87826 | 0.57062 | 0.40028 | 0.77845 | 0.71773 | 0.66809 | 0.68672 | 0.93179 | 0.36857 | 0.056 | 0.27 | 0.271 | 0.13425 | 0.179 | 0.031
303 | 0.51206 | 0.61909 | 0.89727 | 0.5942 | 0.37328 | 0.73027 | 0.69591 | 0.67292 | 0.66753 | 0.93659 | 0.33035 | 0.042 | 0.18 | 0.221 | 0.10575 | 0.125 | 0.035
304 | 0.59266 | 0.54831 | 0.90288 | 0.61382 | 0.34592 | 0.69212 | 0.6651 | 0.66783 | 0.65208 | 0.92975 | 0.31862 | 0.022 | 0.07 | 0.142 | 0.058 | 0.049 | 0.019
305 | 0.62615 | 0.45541 | 0.87604 | 0.62169 | 0.36289 | 0.686 | 0.62683 | 0.6566 | 0.63916 | 0.88118 | 0.33287 | 0.002 | 0.003 | 0.047 | 0.013 | 0.002 | 0.001
306 | 0.68582 | 0.39253 | 0.81404 | 0.61917 | 0.35765 | 0.69598 | 0.58695 | 0.61134 | 0.60929 | 0.77885 | 0.35099 | 0 | 0 | 0.001 | 0.00025 | 0 | 0
307 | 0.7442 | 0.36131 | 0.84437 | 0.66363 | 0.4023 | 0.70916 | 0.54448 | 0.57186 | 0.58503 | 0.6866 | 0.37251 | 0 | 0 | 0 | 0 | 0 | 0
308 | 0.79665 | 0.37692 | 0.87206 | 0.73355 | 0.53194 | 0.69407 | 0.51186 | 0.55317 | 0.57535 | 0.62351 | 0.43067 | 0 | 0 | 0 | 0 | 0 | 0
309 | 0.80603 | 0.47552 | 0.89917 | 0.79546 | 0.68119 | 0.67571 | 0.4941 | 0.53459 | 0.58318 | 0.6221 | 0.50034 | 0 | 0 | 0 | 0 | 0 | 0
310 | 0.81572 | 0.59788 | 0.95426 | 0.84046 | 0.7514 | 0.65175 | 0.48011 | 0.52441 | 0.58156 | 0.60176 | 0.54831 | 0 | 0 | 0 | 0 | 0 | 0
311 | 0.77765 | 0.6758 | 0.94085 | 0.80738 | 0.70365 | 0.61403 | 0.47318 | 0.51239 | 0.55479 | 0.56887 | 0.52388 | 0 | 0 | 0 | 0 | 0 | 0
312 | 0.71661 | 0.70967 | 0.89679 | 0.74029 | 0.60746 | 0.54429 | 0.45872 | 0.51915 | 0.51435 | 0.52065 | 0.4733 | 0 | 0 | 0 | 0 | 0 | 0
313 | 0.51933 | 0.72999 | 0.85174 | 0.6298 | 0.51832 | 0.44747 | 0.45156 | 0.56355 | 0.48689 | 0.53455 | 0.40199 | 0 | 0 | 0 | 0 | 0 | 0
314 | 0.45499 | 0.69674 | 0.83597 | 0.57531 | 0.43498 | 0.4425 | 0.43039 | 0.61668 | 0.47617 | 0.51677 | 0.32874 | 0 | 0 | 0 | 0 | 0 | 0
315 | 0.59 | 0.6016 | 0.83381 | 0.60345 | 0.38653 | 0.64383 | 0.40443 | 0.61975 | 0.55016 | 0.65743 | 0.27965 | 0 | 0 | 0 | 0 | 0 | 0
316 | 0.76806 | 0.50565 | 0.82941 | 0.69184 | 0.47804 | 0.73295 | 0.3941 | 0.593 | 0.62567 | 0.88566 | 0.29106 | 0 | 0 | 0 | 0 | 0 | 0
317 | 0.88365 | 0.50299 | 0.87826 | 0.79588 | 0.62572 | 0.66012 | 0.39502 | 0.56714 | 0.62694 | 0.92657 | 0.35393 | 0 | 0 | 0 | 0 | 0 | 0
318 | 0.89634 | 0.58189 | 0.92096 | 0.85058 | 0.73444 | 0.59235 | 0.40832 | 0.52089 | 0.59906 | 0.84203 | 0.44097 | 0 | 0 | 0 | 0 | 0 | 0
319 | 0.85731 | 0.68 | 0.95071 | 0.87743 | 0.82429 | 0.5289 | 0.43435 | 0.49028 | 0.55658 | 0.65818 | 0.54896 | 0 | 0 | 0 | 0 | 0 | 0
320 | 0.75278 | 0.75293 | 0.94992 | 0.8501 | 0.84759 | 0.4992 | 0.47139 | 0.50886 | 0.53772 | 0.5545 | 0.58833 | 0 | 0 | 0 | 0 | 0 | 0
321 | 0.67524 | 0.77536 | 0.92693 | 0.80719 | 0.81941 | 0.57843 | 0.51715 | 0.52266 | 0.56454 | 0.58085 | 0.5762 | 0 | 0.011 | 0.004 | 0.001 | 0 | 0
322 | 0.74982 | 0.77518 | 0.89437 | 0.78844 | 0.72113 | 0.70286 | 0.56979 | 0.54294 | 0.59462 | 0.57922 | 0.55346 | 0.016 | 0.056 | 0.052 | 0.02825 | 0.025 | 0.02
323 | 0.78885 | 0.77481 | 0.78069 | 0.72381 | 0.6019 | 0.75117 | 0.61618 | 0.57306 | 0.61104 | 0.59866 | 0.52125 | 0.029 | 0.107 | 0.13 | 0.06775 | 0.072 | 0.04
324 | 0.76602 | 0.76952 | 0.69439 | 0.66297 | 0.52849 | 0.72407 | 0.63078 | 0.62878 | 0.623 | 0.66925 | 0.46992 | 0.041 | 0.168 | 0.221 | 0.0885 | 0.052 | 0.04
325 | 0.75608 | 0.73887 | 0.63138 | 0.63783 | 0.52603 | 0.70647 | 0.60782 | 0.65803 | 0.64092 | 0.78092 | 0.41827 | 0.059 | 0.207 | 0.278 | 0.10525 | 0.037 | 0.047
326 | 0.77614 | 0.69714 | 0.57191 | 0.63786 | 0.56551 | 0.74633 | 0.54528 | 0.6289 | 0.64909 | 0.81293 | 0.4082 | 0.089 | 0.18 | 0.272 | 0.11175 | 0.024 | 0.062
327 | 0.72399 | 0.6557 | 0.64044 | 0.66533 | 0.63156 | 0.7517 | 0.46153 | 0.5651 | 0.63605 | 0.78626 | 0.44112 | 0.114 | 0.096 | 0.215 | 0.11075 | 0.038 | 0.076
328 | 0.61108 | 0.6294 | 0.75085 | 0.66513 | 0.63346 | 0.65241 | 0.41075 | 0.47445 | 0.59772 | 0.82322 | 0.4408 | 0.103 | 0.024 | 0.13 | 0.0845 | 0.046 | 0.059
329 | 0.62433 | 0.63237 | 0.843 | 0.67394 | 0.55449 | 0.53114 | 0.39119 | 0.42129 | 0.52009 | 0.72038 | 0.40756 | 0.021 | 0 | 0.038 | 0.0195 | 0.013 | 0.006
330 | 0.62019 | 0.60768 | 0.91251 | 0.70081 | 0.56971 | 0.44902 | 0.371 | 0.41893 | 0.45466 | 0.57135 | 0.37933 | 0 | 0 | 0.001 | 0.00025 | 0 | 0
331 | 0.59416 | 0.60641 | 0.95783 | 0.72101 | 0.61104 | 0.43505 | 0.35768 | 0.42886 | 0.42249 | 0.43969 | 0.38635 | 0 | 0 | 0 | 0 | 0 | 0
332 | 0.58244 | 0.67013 | 0.98018 | 0.73194 | 0.6332 | 0.4325 | 0.3573 | 0.46443 | 0.40744 | 0.32621 | 0.40663 | 0 | 0 | 0 | 0 | 0 | 0
333 | 0.64509 | 0.71889 | 0.9872 | 0.7517 | 0.6228 | 0.45402 | 0.36066 | 0.51548 | 0.42038 | 0.29452 | 0.41749 | 0 | 0 | 0 | 0 | 0 | 0
334 | 0.74829 | 0.74803 | 0.99024 | 0.79771 | 0.6546 | 0.50432 | 0.36488 | 0.5688 | 0.46053 | 0.32657 | 0.44242 | 0 | 0 | 0 | 0 | 0 | 0
335 | 0.81775 | 0.77125 | 0.99091 | 0.84658 | 0.73109 | 0.54878 | 0.36737 | 0.60465 | 0.50095 | 0.35753 | 0.49283 | 0 | 0 | 0 | 0 | 0 | 0
336 | 0.86857 | 0.7979 | 0.99021 | 0.88768 | 0.80427 | 0.61876 | 0.34664 | 0.6345 | 0.55947 | 0.41256 | 0.57204 | 0 | 0 | 0 | 0 | 0 | 0
337 | 0.94534 | 0.82908 | 0.98805 | 0.93008 | 0.85686 | 0.70175 | 0.3364 | 0.67229 | 0.63425 | 0.52194 | 0.64103 | 0 | 0 | 0 | 0 | 0 | 0
338 | 0.97662 | 0.85839 | 0.98409 | 0.95156 | 0.89397 | 0.76001 | 0.33215 | 0.70334 | 0.69717 | 0.62113 | 0.70419 | 0 | 0 | 0 | 0 | 0 | 0
339 | 0.98088 | 0.88954 | 0.98195 | 0.95936 | 0.91526 | 0.8193 | 0.34953 | 0.71903 | 0.76292 | 0.76128 | 0.75206 | 0 | 0 | 0 | 0 | 0 | 0
340 | 0.9802 | 0.91394 | 0.97944 | 0.97022 | 0.95104 | 0.89155 | 0.38564 | 0.73293 | 0.82447 | 0.82193 | 0.85146 | 0 | 0 | 0 | 0 | 0 | 0
341 | 0.97331 | 0.92587 | 0.97018 | 0.97062 | 0.96836 | 0.93551 | 0.43284 | 0.74532 | 0.8561 | 0.84739 | 0.89618 | 0 | 0 | 0 | 0 | 0 | 0
342 | 0.96391 | 0.93667 | 0.95969 | 0.96663 | 0.9763 | 0.94755 | 0.49039 | 0.75531 | 0.87123 | 0.86277 | 0.91931 | 0 | 0 | 0 | 0 | 0 | 0
343 | 0.96291 | 0.95118 | 0.95363 | 0.96583 | 0.98093 | 0.95548 | 0.54222 | 0.76168 | 0.88182 | 0.87321 | 0.93692 | 0 | 0 | 0 | 0 | 0 | 0
344 | 0.97034 | 0.96199 | 0.95796 | 0.97028 | 0.98255 | 0.96173 | 0.59189 | 0.76666 | 0.89406 | 0.90007 | 0.94778 | 0 | 0 | 0 | 0 | 0 | 0
345 | 0.98106 | 0.9708 | 0.96082 | 0.97425 | 0.98088 | 0.96255 | 0.62872 | 0.76294 | 0.89628 | 0.91157 | 0.94805 | 0 | 0.003 | 0.008 | 0.00225 | 0.001 | 0
346 | 0.96037 | 0.97761 | 0.95706 | 0.9631 | 0.97187 | 0.9612 | 0.65464 | 0.75325 | 0.89212 | 0.91435 | 0.93968 | 0.006 | 0.029 | 0.062 | 0.02675 | 0.037 | 0.002
347 | 0.90237 | 0.98088 | 0.98318 | 0.94303 | 0.94353 | 0.95611 | 0.68919 | 0.74247 | 0.8836 | 0.9176 | 0.91821 | 0.016 | 0.059 | 0.132 | 0.049 | 0.041 | 0.007
348 | 0.84788 | 0.97175 | 0.98508 | 0.91 | 0.89703 | 0.94557 | 0.71965 | 0.73925 | 0.86895 | 0.9114 | 0.87958 | 0.03 | 0.078 | 0.186 | 0.07275 | 0.064 | 0.011
349 | 0.80234 | 0.95066 | 0.93551 | 0.86434 | 0.85517 | 0.93303 | 0.73373 | 0.74163 | 0.85224 | 0.90294 | 0.83137 | 0.037 | 0.085 | 0.217 | 0.0915 | 0.095 | 0.017
350 | 0.79633 | 0.9223 | 0.83089 | 0.82011 | 0.8331 | 0.91557 | 0.72575 | 0.73374 | 0.83487 | 0.89328 | 0.7969 | 0.042 | 0.085 | 0.219 | 0.08925 | 0.072 | 0.024
351 | 0.80722 | 0.89631 | 0.73644 | 0.78389 | 0.80801 | 0.89432 | 0.72078 | 0.7172 | 0.81496 | 0.88729 | 0.76103 | 0.034 | 0.07 | 0.187 | 0.076 | 0.055 | 0.028
352 | 0.85734 | 0.87984 | 0.64938 | 0.76704 | 0.79439 | 0.87099 | 0.71587 | 0.69041 | 0.78922 | 0.88019 | 0.71528 | 0.015 | 0.031 | 0.122 | 0.04625 | 0.032 | 0.016
353 | 0.92518 | 0.87477 | 0.69902 | 0.81398 | 0.81775 | 0.85356 | 0.71312 | 0.65986 | 0.77482 | 0.87469 | 0.71116 | 0.001 | 0.001 | 0.042 | 0.0115 | 0.002 | 0.001
354 | 0.95683 | 0.87012 | 0.66562 | 0.83247 | 0.87496 | 0.82405 | 0.7095 | 0.61792 | 0.75762 | 0.84643 | 0.74209 | 0 | 0 | 0.001 | 0.00025 | 0 | 0
355 | 0.95483 | 0.87551 | 0.67418 | 0.85314 | 0.93041 | 0.78951 | 0.70319 | 0.56067 | 0.73624 | 0.80566 | 0.78913 | 0 | 0 | 0 | 0 | 0 | 0
356 | 0.93432 | 0.89794 | 0.62616 | 0.83763 | 0.9524 | 0.7448 | 0.7047 | 0.49445 | 0.70064 | 0.74721 | 0.81609 | 0 | 0 | 0 | 0 | 0 | 0
357 | 0.923 | 0.94117 | 0.56631 | 0.81256 | 0.94839 | 0.68392 | 0.70257 | 0.42097 | 0.65063 | 0.6815 | 0.81613 | 0 | 0 | 0 | 0 | 0 | 0
358 | 0.92221 | 0.96254 | 0.48878 | 0.78467 | 0.94302 | 0.62765 | 0.69479 | 0.3705 | 0.5949 | 0.59025 | 0.7912 | 0 | 0 | 0 | 0 | 0 | 0
359 | 0.93374 | 0.96831 | 0.41573 | 0.76668 | 0.95056 | 0.60564 | 0.69508 | 0.33487 | 0.56942 | 0.54778 | 0.78939 | 0 | 0 | 0 | 0 | 0 | 0
360 | 0.9463 | 0.97376 | 0.36263 | 0.75723 | 0.96278 | 0.62015 | 0.67494 | 0.30737 | 0.56248 | 0.5157 | 0.80673 | 0 | 0 | 0 | 0 | 0 | 0
361 | 0.94644 | 0.97202 | 0.31033 | 0.74149 | 0.96769 | 0.61335 | 0.63133 | 0.28093 | 0.54828 | 0.48252 | 0.81634 | 0 | 0 | 0 | 0 | 0 | 0
362 | 0.9444 | 0.9696 | 0.27135 | 0.72683 | 0.96475 | 0.59106 | 0.57993 | 0.24973 | 0.52437 | 0.44121 | 0.81547 | 0 | 0 | 0 | 0 | 0 | 0
363 | 0.93422 | 0.9708 | 0.27387 | 0.72135 | 0.95596 | 0.55717 | 0.54532 | 0.22148 | 0.49205 | 0.3891 | 0.80045 | 0 | 0 | 0 | 0 | 0 | 0
364 | 0.91719 | 0.97276 | 0.35 | 0.73668 | 0.94285 | 0.50793 | 0.52529 | 0.19626 | 0.45752 | 0.34569 | 0.7802 | 0 | 0 | 0 | 0 | 0 | 0
365 | 0.87446 | 0.97283 | 0.42591 | 0.74073 | 0.92182 | 0.43732 | 0.51746 | 0.17053 | 0.41313 | 0.29903 | 0.74563 | 0 | 0 | 0 | 0 | 0 | 0
366 | 0.79847 | 0.97153 | 0.45807 | 0.71341 | 0.88369 | 0.37065 | 0.50093 | 0.14904 | 0.36582 | 0.24971 | 0.69389 | 0 | 0 | 0 | 0 | 0 | 0
367 | 0.67459 | 0.96907 | 0.47125 | 0.65377 | 0.81547 | 0.32412 | 0.47902 | 0.13642 | 0.3112 | 0.18648 | 0.5978 | 0 | 0 | 0 | 0 | 0 | 0
368 | 0.57435 | 0.96061 | 0.52072 | 0.60316 | 0.7144 | 0.2776 | 0.4459 | 0.12942 | 0.24986 | 0.10027 | 0.49216 | 0 | 0 | 0 | 0 | 0 | 0
369 | 0.53807 | 0.94532 | 0.55645 | 0.57919 | 0.64306 | 0.2261 | 0.4056 | 0.12802 | 0.20412 | 0.042845 | 0.41952 | 0 | 0.011 | 0.002 | 0.0005 | 0 | 0
370 | 0.49224 | 0.9284 | 0.52936 | 0.53289 | 0.57707 | 0.17804 | 0.34702 | 0.11928 | 0.19573 | 0.10422 | 0.38137 | 0.019 | 0.072 | 0.032 | 0.0235 | 0.01 | 0.033
371 | 0.46293 | 0.90699 | 0.40702 | 0.47195 | 0.54588 | 0.15617 | 0.27919 | 0.096575 | 0.18328 | 0.13461 | 0.34577 | 0.07 | 0.131 | 0.079 | 0.068 | 0.027 | 0.096
372 | 0.41503 | 0.87113 | 0.21759 | 0.39028 | 0.53824 | 0.14402 | 0.23959 | 0.089306 | 0.15646 | 0.039719 | 0.3528 | 0.16 | 0.156 | 0.126 | 0.13175 | 0.046 | 0.195
373 | 0.3782 | 0.81978 | 0.15201 | 0.34993 | 0.51957 | 0.15585 | 0.22044 | 0.094463 | 0.1523 | 0.017119 | 0.34177 | 0.278 | 0.144 | 0.165 | 0.19925 | 0.07 | 0.284
374 | 0.35848 | 0.75309 | 0.2131 | 0.34919 | 0.47598 | 0.16291 | 0.18903 | 0.097747 | 0.1495 | 0.011525 | 0.32581 | 0.34 | 0.111 | 0.168 | 0.2335 | 0.091 | 0.335
375 | 0.32233 | 0.68292 | 0.32517 | 0.35997 | 0.4324 | 0.16156 | 0.15851 | 0.10193 | 0.14134 | 0.005304 | 0.29656 | 0.3 | 0.067 | 0.135 | 0.1935 | 0.074 | 0.265
376 | 0.27694 | 0.61953 | 0.50625 | 0.38495 | 0.37166 | 0.14911 | 0.14843 | 0.10273 | 0.12736 | 0.002423 | 0.25516 | 0.175 | 0.023 | 0.082 | 0.10325 | 0.032 | 0.124
377 | 0.21915 | 0.57528 | 0.62877 | 0.3947 | 0.33618 | 0.16549 | 0.15867 | 0.1069 | 0.13215 | 0.005266 | 0.25095 | 0.029 | 0 | 0.023 | 0.01625 | 0.002 | 0.011
378 | 0.19073 | 0.53042 | 0.66439 | 0.38237 | 0.29198 | 0.1884 | 0.16112 | 0.12515 | 0.14416 | 0.013423 | 0.24968 | 0 | 0 | 0 | 0 | 0 | 0
379 | 0.18538 | 0.49067 | 0.62877 | 0.35596 | 0.25371 | 0.2126 | 0.14955 | 0.13843 | 0.15307 | 0.030416 | 0.23084 | 0 | 0 | 0 | 0 | 0 | 0
380 | 0.19506 | 0.45294 | 0.60756 | 0.34041 | 0.21861 | 0.23726 | 0.13591 | 0.14358 | 0.16427 | 0.075535 | 0.20071 | 0 | 0 | 0 | 0 | 0 | 0
381 | 0.21134 | 0.43137 | 0.61292 | 0.34222 | 0.20241 | 0.24079 | 0.12228 | 0.14583 | 0.17892 | 0.15762 | 0.17144 | 0 | 0 | 0 | 0 | 0 | 0
382 | 0.22174 | 0.41903 | 0.63008 | 0.34991 | 0.19792 | 0.21184 | 0.11217 | 0.15328 | 0.18839 | 0.24484 | 0.1436 | 0 | 0 | 0 | 0 | 0 | 0
383 | 0.23811 | 0.4207 | 0.62616 | 0.3567 | 0.20583 | 0.16774 | 0.099029 | 0.16129 | 0.18606 | 0.28393 | 0.13127 | 0 | 0 | 0 | 0 | 0 | 0
384 | 0.24455 | 0.43389 | 0.55645 | 0.34628 | 0.23784 | 0.14581 | 0.085662 | 0.16768 | 0.17922 | 0.25695 | 0.14646 | 0 | 0 | 0 | 0 | 0 | 0
385 | 0.24073 | 0.46447 | 0.45807 | 0.32639 | 0.28035 | 0.1357 | 0.079602 | 0.17103 | 0.17669 | 0.22114 | 0.17889 | 0 | 0 | 0 | 0 | 0 | 0
386 | 0.2312 | 0.49221 | 0.3811 | 0.30639 | 0.30686 | 0.14063 | 0.082869 | 0.17419 | 0.17158 | 0.16909 | 0.20243 | 0 | 0 | 0 | 0 | 0 | 0
387 | 0.22417 | 0.50313 | 0.29971 | 0.27951 | 0.31465 | 0.15008 | 0.087786 | 0.17112 | 0.16226 | 0.12845 | 0.19939 | 0 | 0 | 0 | 0 | 0 | 0
388 | 0.21989 | 0.51391 | 0.20537 | 0.24888 | 0.32137 | 0.15628 | 0.09711 | 0.16233 | 0.15652 | 0.1091 | 0.19839 | 0 | 0 | 0 | 0 | 0 | 0
389 | 0.21152 | 0.52757 | 0.13942 | 0.22308 | 0.31831 | 0.14549 | 0.10804 | 0.14804 | 0.14644 | 0.095518 | 0.1967 | 0 | 0 | 0 | 0 | 0 | 0
390 | 0.20716 | 0.54217 | 0.0842 | 0.20669 | 0.32872 | 0.12231 | 0.11997 | 0.12974 | 0.13193 | 0.077891 | 0.19778 | 0 | 0 | 0 | 0 | 0 | 0
391 | 0.20773 | 0.55916 | 0.03658 | 0.20133 | 0.35966 | 0.10702 | 0.12688 | 0.11284 | 0.12537 | 0.07122 | 0.21038 | 0 | 0 | 0 | 0 | 0 | 0
392 | 0.19643 | 0.58404 | 0.010329 | 0.19756 | 0.38591 | 0.095864 | 0.13091 | 0.098599 | 0.12156 | 0.060656 | 0.23111 | 0 | 0 | 0 | 0 | 0 | 0
393 | 0.19188 | 0.60236 | 0.000457 | 0.19318 | 0.38722 | 0.090691 | 0.12787 | 0.089583 | 0.11782 | 0.044953 | 0.24604 | 0 | 0.002 | 0.006 | 0.00175 | 0 | 0.001
394 | 0.22138 | 0.61286 | 0.006114 | 0.20497 | 0.3874 | 0.092793 | 0.12191 | 0.088811 | 0.11566 | 0.030188 | 0.25086 | 0.069 | 0.032 | 0.063 | 0.082 | 0.04 | 0.156
395 | 0.27533 | 0.61894 | 0.0222 | 0.22413 | 0.37486 | 0.075891 | 0.10826 | 0.087576 | 0.10219 | 0.024977 | 0.2203 | 0.195 | 0.099 | 0.149 | 0.21225 | 0.172 | 0.333
396 | 0.33083 | 0.63545 | 0.049284 | 0.254 | 0.38189 | 0.065572 | 0.11038 | 0.087131 | 0.090717 | 0.016936 | 0.19323 | 0.367 | 0.17 | 0.228 | 0.335 | 0.314 | 0.431
397 | 0.389 | 0.66384 | 0.089584 | 0.31329 | 0.46129 | 0.10564 | 0.12566 | 0.10595 | 0.12123 | 0.015839 | 0.25751 | 0.434 | 0.22 | 0.286 | 0.40075 | 0.431 | 0.452
398 | 0.4446 | 0.68781 | 0.13166 | 0.37627 | 0.55254 | 0.13933 | 0.13541 | 0.12365 | 0.15302 | 0.022715 | 0.32639 | 0.428 | 0.211 | 0.3 | 0.40375 | 0.473 | 0.414
399 | 0.50338 | 0.70521 | 0.18831 | 0.42958 | 0.59706 | 0.16506 | 0.12405 | 0.13443 | 0.16816 | 0.031272 | 0.34189 | 0.359 | 0.147 | 0.267 | 0.34025 | 0.42 | 0.315
400 | 0.55718 | 0.72147 | 0.24552 | 0.47302 | 0.61636 | 0.16652 | 0.12312 | 0.1299 | 0.16668 | 0.036523 | 0.33377 | 0.217 | 0.059 | 0.183 | 0.2095 | 0.278 | 0.16
401 | 0.60306 | 0.74524 | 0.3697 | 0.53202 | 0.62329 | 0.23147 | 0.14328 | 0.14289 | 0.19617 | 0.060675 | 0.34963 | 0.043 | 0.003 | 0.061 | 0.04725 | 0.067 | 0.018
402 | 0.61723 | 0.77066 | 0.54225 | 0.59418 | 0.62305 | 0.34427 | 0.16469 | 0.19765 | 0.26151 | 0.11429 | 0.38982 | 0 | 0 | 0 | 0 | 0 | 0
403 | 0.61378 | 0.78686 | 0.63916 | 0.62055 | 0.60871 | 0.38532 | 0.17483 | 0.2328 | 0.29902 | 0.19102 | 0.38694 | 0 | 0 | 0 | 0 | 0 | 0
404 | 0.57932 | 0.7873 | 0.65317 | 0.60925 | 0.59527 | 0.38066 | 0.17984 | 0.2474 | 0.31612 | 0.2597 | 0.3767 | 0 | 0 | 0 | 0 | 0 | 0
405 | 0.50314 | 0.7698 | 0.65064 | 0.57885 | 0.58277 | 0.36427 | 0.18154 | 0.25236 | 0.31837 | 0.2803 | 0.37656 | 0 | 0 | 0 | 0 | 0 | 0
406 | 0.40462 | 0.739 | 0.64684 | 0.53038 | 0.53967 | 0.36197 | 0.18149 | 0.25683 | 0.31405 | 0.26994 | 0.36746 | 0 | 0 | 0 | 0 | 0 | 0
407 | 0.36165 | 0.69792 | 0.66315 | 0.50733 | 0.49717 | 0.3717 | 0.18337 | 0.25601 | 0.3107 | 0.24649 | 0.36858 | 0 | 0 | 0 | 0 | 0 | 0
408 | 0.33242 | 0.65058 | 0.65442 | 0.4877 | 0.47626 | 0.36616 | 0.18457 | 0.2507 | 0.31321 | 0.24619 | 0.38978 | 0 | 0 | 0 | 0 | 0 | 0
409 | 0.31123 | 0.58989 | 0.67175 | 0.46549 | 0.4135 | 0.36662 | 0.18663 | 0.24729 | 0.32349 | 0.3221 | 0.35794 | 0 | 0 | 0 | 0 | 0 | 0
410 | 0.29376 | 0.52185 | 0.70132 | 0.45253 | 0.3625 | 0.35285 | 0.18183 | 0.23837 | 0.31675 | 0.34522 | 0.33054 | 0 | 0 | 0 | 0 | 0 | 0
411 | 0.27326 | 0.46752 | 0.70475 | 0.43865 | 0.33796 | 0.34373 | 0.17755 | 0.23406 | 0.31648 | 0.38938 | 0.29874 | 0 | 0 | 0 | 0 | 0 | 0
412 | 0.26938 | 0.43134 | 0.68854 | 0.42014 | 0.30251 | 0.34108 | 0.17386 | 0.22763 | 0.30631 | 0.39352 | 0.26301 | 0 | 0 | 0 | 0 | 0 | 0
413 | 0.27279 | 0.40272 | 0.68736 | 0.41239 | 0.27702 | 0.33535 | 0.16629 | 0.22351 | 0.29987 | 0.404 | 0.23661 | 0 | 0 | 0 | 0 | 0 | 0
414 | 0.29664 | 0.3802 | 0.59674 | 0.38531 | 0.26255 | 0.34703 | 0.15867 | 0.21764 | 0.29677 | 0.40477 | 0.21765 | 0 | 0 | 0 | 0 | 0 | 0
415 | 0.34431 | 0.35911 | 0.52936 | 0.37766 | 0.2593 | 0.34597 | 0.15008 | 0.21244 | 0.2802 | 0.34641 | 0.21599 | 0 | 0 | 0 | 0 | 0 | 0
416 | 0.3926 | 0.3411 | 0.49461 | 0.37265 | 0.23074 | 0.34822 | 0.14703 | 0.21461 | 0.27295 | 0.31185 | 0.21711 | 0 | 0 | 0 | 0 | 0 | 0
417 | 0.41213 | 0.34167 | 0.45515 | 0.35553 | 0.19932 | 0.35781 | 0.14649 | 0.21793 | 0.27183 | 0.29911 | 0.21246 | 0 | 0.017 | 0.017 | 0.00475 | 0.002 | 0
418 | 0.39685 | 0.34585 | 0.37682 | 0.32036 | 0.18741 | 0.35176 | 0.13008 | 0.21157 | 0.26811 | 0.30732 | 0.20181 | 0.034 | 0.098 | 0.092 | 0.04875 | 0.063 | 0.006
419 | 0.33965 | 0.31602 | 0.25644 | 0.2542 | 0.16652 | 0.36426 | 0.11853 | 0.19996 | 0.26614 | 0.3161 | 0.18425 | 0.109 | 0.222 | 0.199 | 0.134 | 0.202 | 0.026
420 | 0.28054 | 0.26219 | 0.18935 | 0.20276 | 0.13838 | 0.3972 | 0.13529 | 0.22241 | 0.29653 | 0.40328 | 0.16325 | 0.182 | 0.296 | 0.292 | 0.215 | 0.339 | 0.047
421 | 0.2173 | 0.20077 | 0.11066 | 0.14844 | 0.11736 | 0.39055 | 0.13831 | 0.24112 | 0.29312 | 0.39332 | 0.14749 | 0.221 | 0.314 | 0.33 | 0.2565 | 0.414 | 0.061
422 | 0.12352 | 0.13984 | 0.057143 | 0.08569 | 0.076404 | 0.36487 | 0.1249 | 0.23366 | 0.26622 | 0.34677 | 0.11959 | 0.226 | 0.272 | 0.308 | 0.25225 | 0.418 | 0.057
423 | 0.050641 | 0.09194 | 0.021193 | 0.037512 | 0.040702 | 0.3163 | 0.1011 | 0.21648 | 0.22847 | 0.29133 | 0.089758 | 0.185 | 0.184 | 0.238 | 0.20475 | 0.355 | 0.041
424 | 0.021974 | 0.061721 | 0.061005 | 0.034433 | 0.020319 | 0.25641 | 0.10283 | 0.18272 | 0.18175 | 0.22237 | 0.06551 | 0.108 | 0.069 | 0.139 | 0.1245 | 0.235 | 0.016
425 | 0.013874 | 0.04727 | 0.25889 | 0.094435 | 0.010537 | 0.25051 | 0.12705 | 0.18149 | 0.18164 | 0.24556 | 0.049002 | 0.021 | 0.004 | 0.041 | 0.0325 | 0.068 | 0
426 | 0.015766 | 0.041648 | 0.51494 | 0.17921 | 0.006928 | 0.26987 | 0.14703 | 0.21971 | 0.21267 | 0.32034 | 0.040765 | 0 | 0 | 0 | 0 | 0 | 0
427 | 0.025176 | 0.038607 | 0.60081 | 0.21065 | 0.005956 | 0.26013 | 0.15129 | 0.23358 | 0.21664 | 0.33686 | 0.036009 | 0 | 0 | 0 | 0 | 0 | 0
428 | 0.083793 | 0.035731 | 0.66439 | 0.25129 | 0.005693 | 0.23452 | 0.15055 | 0.23061 | 0.20552 | 0.32476 | 0.032188 | 0 | 0 | 0 | 0 | 0 | 0
429 | 0.1267 | 0.031625 | 0.75286 | 0.29563 | 0.007324 | 0.17838 | 0.14417 | 0.21959 | 0.18005 | 0.29573 | 0.026512 | 0 | 0 | 0 | 0 | 0 | 0
430 | 0.13916 | 0.026243 | 0.76662 | 0.30418 | 0.006751 | 0.13962 | 0.13603 | 0.20034 | 0.15534 | 0.26091 | 0.020497 | 0 | 0 | 0 | 0 | 0 | 0
431 | 0.12056 | 0.021113 | 0.75085 | 0.29178 | 0.00392 | 0.12498 | 0.13134 | 0.18682 | 0.14051 | 0.23135 | 0.018875 | 0 | 0 | 0 | 0 | 0 | 0
432 | 0.099412 | 0.015908 | 0.71039 | 0.27075 | 0.00245 | 0.1164 | 0.12532 | 0.17466 | 0.12804 | 0.20451 | 0.016583 | 0 | 0 | 0 | 0 | 0 | 0
433 | 0.087852 | 0.011748 | 0.71374 | 0.26771 | 0.001543 | 0.10359 | 0.11064 | 0.15685 | 0.11045 | 0.16808 | 0.013259 | 0 | 0 | 0 | 0 | 0 | 0
434 | 0.088833 | 0.009476 | 0.73434 | 0.27539 | 0.002999 | 0.084527 | 0.0908 | 0.13895 | 0.088971 | 0.12206 | 0.010348 | 0 | 0 | 0 | 0 | 0 | 0
435 | 0.10352 | 0.009249 | 0.72902 | 0.28041 | 0.008685 | 0.064684 | 0.071108 | 0.12796 | 0.069111 | 0.075189 | 0.008608 | 0 | 0 | 0 | 0 | 0 | 0
436 | 0.11999 | 0.00871 | 0.72037 | 0.28546 | 0.016036 | 0.047083 | 0.052895 | 0.12506 | 0.05519 | 0.040509 | 0.008106 | 0 | 0 | 0 | 0 | 0 | 0
437 | 0.12894 | 0.00799 | 0.70927 | 0.28695 | 0.022652 | 0.033389 | 0.040546 | 0.12678 | 0.048298 | 0.024531 | 0.008494 | 0 | 0 | 0 | 0 | 0 | 0
438 | 0.13429 | 0.008903 | 0.68971 | 0.2836 | 0.026812 | 0.023615 | 0.034214 | 0.12804 | 0.044777 | 0.018842 | 0.008613 | 0 | 0 | 0 | 0 | 0 | 0
439 | 0.1297 | 0.01018 | 0.66191 | 0.2735 | 0.028893 | 0.017623 | 0.032059 | 0.12668 | 0.042035 | 0.015724 | 0.008112 | 0 | 0 | 0 | 0 | 0 | 0
440 | 0.11562 | 0.011336 | 0.63528 | 0.25912 | 0.026474 | 0.014057 | 0.032128 | 0.12227 | 0.039247 | 0.013577 | 0.007082 | 0 | 0 | 0 | 0 | 0 | 0
441 | 0.10336 | 0.012967 | 0.60216 | 0.24211 | 0.020804 | 0.011546 | 0.030762 | 0.11508 | 0.036744 | 0.014088 | 0.006263 | 0.001 | 0.019 | 0.004 | 0.002 | 0.003 | 0
442 | 0.090423 | 0.014984 | 0.49024 | 0.19845 | 0.01468 | 0.007569 | 0.021925 | 0.098841 | 0.031392 | 0.013897 | 0.005262 | 0.042 | 0.092 | 0.057 | 0.0525 | 0.08 | 0.031
443 | 0.06562 | 0.01719 | 0.25521 | 0.11013 | 0.009563 | 0.003898 | 0.017821 | 0.077689 | 0.023953 | 0.010647 | 0.003577 | 0.114 | 0.178 | 0.135 | 0.147 | 0.255 | 0.084
444 | 0.041203 | 0.018364 | 0.17605 | 0.07415 | 0.005199 | 0.002552 | 0.018257 | 0.073989 | 0.021383 | 0.007192 | 0.001798 | 0.17 | 0.239 | 0.203 | 0.227 | 0.398 | 0.137
445 | 0.02457 | 0.01687 | 0.2131 | 0.079611 | 0.001164 | 0.001741 | 0.017093 | 0.067878 | 0.018808 | 0.004554 | 0.001059 | 0.194 | 0.252 | 0.244 | 0.24325 | 0.349 | 0.186
446 | 0.020865 | 0.014408 | 0.15017 | 0.057026 | 4.3e-05 | 0.001123 | 0.014204 | 0.058221 | 0.015673 | 0.00247 | 0.000879 | 0.167 | 0.217 | 0.24 | 0.21125 | 0.257 | 0.181
447 | 0.025254 | 0.012635 | 0.10913 | 0.044796 | 2e-06 | 0.001387 | 0.014836 | 0.053063 | 0.014366 | 0.002234 | 0.00078 | 0.116 | 0.149 | 0.193 | 0.1555 | 0.175 | 0.138
448 | 0.031838 | 0.013795 | 0.089584 | 0.040497 | 6.9e-05 | 0.002758 | 0.029025 | 0.048985 | 0.013617 | 0.00188 | 0.000846 | 0.055 | 0.061 | 0.12 | 0.08575 | 0.105 | 0.063
449 | 0.033342 | 0.017492 | 0.10535 | 0.046398 | 0.000501 | 0.005188 | 0.049958 | 0.049114 | 0.01453 | 0.002578 | 0.00124 | 0.009 | 0.003 | 0.04 | 0.01875 | 0.02 | 0.006
450 | 0.028101 | 0.021616 | 0.09165 | 0.040197 | 0.000841 | 0.007104 | 0.061655 | 0.057787 | 0.017472 | 0.003589 | 0.001409 | 0 | 0 | 0.001 | 0.00025 | 0 | 0
451 | 0.022696 | 0.025848 | 0.063267 | 0.028811 | 0.000469 | 0.00774 | 0.062046 | 0.059542 | 0.018374 | 0.005292 | 0.000924 | 0 | 0 | 0 | 0 | 0 | 0
452 | 0.019144 | 0.029152 | 0.037901 | 0.019068 | 0.000158 | 0.007941 | 0.057477 | 0.055126 | 0.017634 | 0.006831 | 0.000639 | 0 | 0 | 0 | 0 | 0 | 0
453 | 0.015199 | 0.03062 | 0.016814 | 0.010763 | 0.000275 | 0.008376 | 0.050382 | 0.049365 | 0.016675 | 0.007824 | 0.001137 | 0 | 0 | 0 | 0 | 0 | 0
454 | 0.009204 | 0.031224 | 0.00272 | 0.0044847 | 0.00153 | 0.008221 | 0.044961 | 0.044006 | 0.015587 | 0.0074 | 0.00272 | 0 | 0 | 0 | 0 | 0 | 0
455 | 0.006125 | 0.032605 | 6e-05 | 0.0031787 | 0.003351 | 0.00811 | 0.039126 | 0.037517 | 0.014505 | 0.007103 | 0.005288 | 0 | 0 | 0 | 0 | 0 | 0
456 | 0.004142 | 0.035406 | 0.007996 | 0.0056277 | 0.004745 | 0.007757 | 0.034789 | 0.032668 | 0.014301 | 0.0089 | 0.007877 | 0 | 0 | 0 | 0 | 0 | 0
457 | 0.003004 | 0.037977 | 0.047285 | 0.018712 | 0.005847 | 0.006858 | 0.030545 | 0.031209 | 0.015151 | 0.012666 | 0.009871 | 0 | 0 | 0 | 0 | 0 | 0
458 | 0.00273 | 0.039232 | 0.11691 | 0.042125 | 0.006738 | 0.005393 | 0.027381 | 0.033802 | 0.016872 | 0.017032 | 0.01126 | 0 | 0 | 0 | 0 | 0 | 0
459 | 0.003707 | 0.039836 | 0.21199 | 0.074587 | 0.008066 | 0.004024 | 0.024987 | 0.038364 | 0.018679 | 0.019774 | 0.012552 | 0 | 0 | 0 | 0 | 0 | 0
460 | 0.007406 | 0.041103 | 0.31839 | 0.11205 | 0.010366 | 0.00383 | 0.023318 | 0.045956 | 0.020922 | 0.018877 | 0.015024 | 0 | 0 | 0 | 0 | 0 | 0
461 | 0.012165 | 0.04149 | 0.42446 | 0.15024 | 0.014113 | 0.005138 | 0.022996 | 0.052948 | 0.023526 | 0.017821 | 0.018196 | 0 | 0 | 0 | 0 | 0 | 0
462 | 0.014556 | 0.041247 | 0.5135 | 0.18207 | 0.018168 | 0.00659 | 0.022473 | 0.057416 | 0.025766 | 0.016882 | 0.022177 | 0 | 0 | 0 | 0 | 0 | 0
463 | 0.013609 | 0.041455 | 0.58164 | 0.20503 | 0.019827 | 0.007322 | 0.021939 | 0.061156 | 0.027707 | 0.016987 | 0.025365 | 0 | 0 | 0 | 0 | 0 | 0
464 | 0.011355 | 0.041154 | 0.60487 | 0.21207 | 0.019985 | 0.007589 | 0.020793 | 0.063246 | 0.029455 | 0.019227 | 0.02776 | 0 | 0 | 0 | 0 | 0 | 0
465 | 0.009022 | 0.040419 | 0.5747 | 0.20075 | 0.01853 | 0.008198 | 0.019022 | 0.063598 | 0.030459 | 0.021402 | 0.028637 | 0.002 | 0.006 | 0.007 | 0.0035 | 0.004 | 0.001
466 | 0.007318 | 0.03805 | 0.48294 | 0.16869 | 0.015818 | 0.008232 | 0.013358 | 0.058493 | 0.028178 | 0.019099 | 0.026886 | 0.075 | 0.05 | 0.083 | 0.074 | 0.079 | 0.059
467 | 0.00556 | 0.033345 | 0.36828 | 0.12867 | 0.012166 | 0.005616 | 0.009653 | 0.050027 | 0.023496 | 0.016381 | 0.021959 | 0.187 | 0.106 | 0.188 | 0.1775 | 0.186 | 0.149
468 | 0.006088 | 0.027425 | 0.31974 | 0.11162 | 0.009037 | 0.004072 | 0.008865 | 0.048317 | 0.0214 | 0.014051 | 0.019162 | 0.309 | 0.154 | 0.275 | 0.278 | 0.301 | 0.227
469 | 0.014155 | 0.021487 | 0.41863 | 0.14706 | 0.008399 | 0.005616 | 0.00798 | 0.055535 | 0.02287 | 0.011035 | 0.019293 | 0.39 | 0.174 | 0.31 | 0.33525 | 0.374 | 0.267
470 | 0.032655 | 0.01642 | 0.48294 | 0.17474 | 0.008611 | 0.008279 | 0.00774 | 0.061797 | 0.024303 | 0.006745 | 0.020393 | 0.388 | 0.155 | 0.295 | 0.32625 | 0.366 | 0.256
471 | 0.054259 | 0.012972 | 0.48586 | 0.18356 | 0.01055 | 0.012403 | 0.008232 | 0.06463 | 0.025229 | 0.001838 | 0.022044 | 0.322 | 0.109 | 0.24 | 0.2745 | 0.334 | 0.202
472 | 0.081834 | 0.011811 | 0.42446 | 0.17432 | 0.016664 | 0.018671 | 0.011047 | 0.064335 | 0.027227 | 0.000108 | 0.025793 | 0.183 | 0.048 | 0.151 | 0.1545 | 0.189 | 0.095
473 | 0.11512 | 0.01172 | 0.39979 | 0.18113 | 0.028466 | 0.028815 | 0.014978 | 0.078336 | 0.035461 | 4.8e-05 | 0.034645 | 0.036 | 0.003 | 0.048 | 0.033 | 0.037 | 0.011
474 | 0.14896 | 0.012411 | 0.50625 | 0.23339 | 0.044965 | 0.037731 | 0.01659 | 0.10847 | 0.048147 | 0.000418 | 0.045965 | 0 | 0 | 0.001 | 0.00025 | 0 | 0
475 | 0.18068 | 0.013745 | 0.58854 | 0.27829 | 0.065666 | 0.046365 | 0.017659 | 0.13469 | 0.06069 | 0.003359 | 0.058347 | 0 | 0 | 0 | 0 | 0 | 0
476 | 0.21221 | 0.014623 | 0.61158 | 0.3051 | 0.091518 | 0.055794 | 0.020491 | 0.15159 | 0.072039 | 0.009016 | 0.071752 | 0 | 0 | 0 | 0 | 0 | 0
477 | 0.24216 | 0.016231 | 0.63138 | 0.33141 | 0.12069 | 0.067207 | 0.02491 | 0.16228 | 0.0829 | 0.017265 | 0.084853 | 0 | 0 | 0 | 0 | 0 | 0
478 | 0.27105 | 0.019711 | 0.67053 | 0.36219 | 0.14501 | 0.083743 | 0.029086 | 0.17011 | 0.095076 | 0.030729 | 0.095721 | 0 | 0 | 0 | 0 | 0 | 0
479 | 0.2978 | 0.028004 | 0.66191 | 0.37718 | 0.17184 | 0.10718 | 0.032337 | 0.17388 | 0.11 | 0.051019 | 0.10794 | 0 | 0 | 0 | 0 | 0 | 0
480 | 0.32348 | 0.041459 | 0.65442 | 0.39092 | 0.19484 | 0.13144 | 0.03519 | 0.17756 | 0.12498 | 0.074096 | 0.1168 | 0 | 0 | 0 | 0 | 0 | 0
481 | 0.34557 | 0.050915 | 0.62616 | 0.39357 | 0.20897 | 0.14565 | 0.035954 | 0.18052 | 0.13511 | 0.095855 | 0.11843 | 0 | 0 | 0 | 0 | 0 | 0
482 | 0.35152 | 0.052325 | 0.57191 | 0.37849 | 0.21202 | 0.14691 | 0.034569 | 0.18009 | 0.13884 | 0.11243 | 0.11595 | 0 | 0 | 0 | 0 | 0 | 0
483 | 0.34218 | 0.051157 | 0.4771 | 0.34157 | 0.20544 | 0.14587 | 0.032789 | 0.17903 | 0.14066 | 0.12475 | 0.11296 | 0 | 0 | 0 | 0 | 0 | 0
484 | 0.32848 | 0.050992 | 0.4654 | 0.33044 | 0.19745 | 0.14467 | 0.031056 | 0.17483 | 0.13867 | 0.12508 | 0.11011 | 0 | 0 | 0 | 0 | 0 | 0
485 | 0.31284 | 0.048249 | 0.42154 | 0.30947 | 0.19402 | 0.14711 | 0.029438 | 0.16631 | 0.13559 | 0.11937 | 0.10957 | 0 | 0 | 0 | 0 | 0 | 0
486 | 0.30063 | 0.044912 | 0.37539 | 0.29127 | 0.1978 | 0.15171 | 0.028281 | 0.16031 | 0.13442 | 0.11257 | 0.1131 | 0 | 0 | 0 | 0 | 0 | 0
487 | 0.29707 | 0.0439 | 0.41137 | 0.30691 | 0.21228 | 0.16172 | 0.027962 | 0.15449 | 0.13653 | 0.10817 | 0.12174 | 0 | 0 | 0 | 0 | 0 | 0
488 | 0.2918 | 0.044904 | 0.3697 | 0.29737 | 0.23061 | 0.1722 | 0.028323 | 0.14868 | 0.14294 | 0.11997 | 0.13091 | 0 | 0 | 0 | 0 | 0 | 0
489 | 0.29131 | 0.049683 | 0.29839 | 0.28043 | 0.25159 | 0.17972 | 0.028112 | 0.14416 | 0.14989 | 0.13564 | 0.14004 | 0.001 | 0.028 | 0.009 | 0.0035 | 0.004 | 0
490 | 0.29294 | 0.058329 | 0.17605 | 0.2412 | 0.25462 | 0.16386 | 0.023251 | 0.13219 | 0.14534 | 0.15205 | 0.13326 | 0.04 | 0.123 | 0.077 | 0.05425 | 0.073 | 0.027
491 | 0.27447 | 0.065396 | 0.087544 | 0.19882 | 0.23446 | 0.14253 | 0.024043 | 0.11845 | 0.13854 | 0.18428 | 0.10889 | 0.124 | 0.235 | 0.174 | 0.14275 | 0.206 | 0.067
492 | 0.25034 | 0.065629 | 0.06557 | 0.1769 | 0.21479 | 0.14342 | 0.027901 | 0.11766 | 0.13503 | 0.18288 | 0.09615 | 0.239 | 0.311 | 0.244 | 0.22475 | 0.313 | 0.103
493 | 0.22652 | 0.058101 | 0.0842 | 0.17101 | 0.20229 | 0.12298 | 0.028837 | 0.1151 | 0.12268 | 0.15652 | 0.096133 | 0.315 | 0.335 | 0.275 | 0.2685 | 0.355 | 0.129
494 | 0.20872 | 0.04737 | 0.1099 | 0.17281 | 0.19983 | 0.096162 | 0.029604 | 0.11115 | 0.11004 | 0.12795 | 0.10489 | 0.332 | 0.295 | 0.262 | 0.26875 | 0.327 | 0.154
495 | 0.19852 | 0.039121 | 0.14118 | 0.17758 | 0.19303 | 0.073361 | 0.031977 | 0.10587 | 0.09751 | 0.10841 | 0.1024 | 0.28 | 0.209 | 0.21 | 0.22425 | 0.258 | 0.149
496 | 0.18893 | 0.037897 | 0.18314 | 0.19089 | 0.20061 | 0.055519 | 0.036834 | 0.099344 | 0.087029 | 0.084459 | 0.10879 | 0.162 | 0.091 | 0.13 | 0.128 | 0.132 | 0.088
497 | 0.17954 | 0.042525 | 0.24313 | 0.21764 | 0.23024 | 0.068894 | 0.064085 | 0.11748 | 0.1043 | 0.089665 | 0.14115 | 0.033 | 0.005 | 0.044 | 0.0285 | 0.025 | 0.012
498 | 0.16939 | 0.053049 | 0.31839 | 0.24742 | 0.25449 | 0.11133 | 0.094555 | 0.16222 | 0.14631 | 0.13261 | 0.17907 | 0 | 0 | 0 | 0 | 0 | 0
499 | 0.1591 | 0.06799 | 0.37539 | 0.26522 | 0.26117 | 0.15273 | 0.10968 | 0.19297 | 0.17677 | 0.16295 | 0.19843 | 0 | 0 | 0 | 0 | 0 | 0
500 | 0.14898 | 0.085852 | 0.3897 | 0.26472 | 0.25547 | 0.17223 | 0.11361 | 0.1998 | 0.18763 | 0.17798 | 0.20051 | 0 | 0 | 0 | 0 | 0 | 0
501 | 0.13171 | 0.099755 | 0.39402 | 0.25407 | 0.23647 | 0.16961 | 0.10991 | 0.18902 | 0.18081 | 0.17416 | 0.19046 | 0 | 0 | 0 | 0 | 0 | 0
502 | 0.10615 | 0.10697 | 0.3854 | 0.2357 | 0.21556 | 0.15531 | 0.10114 | 0.16992 | 0.16794 | 0.17027 | 0.17624 | 0 | 0 | 0 | 0 | 0 | 0
503 | 0.085815 | 0.10561 | 0.3811 | 0.22329 | 0.20297 | 0.14233 | 0.093476 | 0.14712 | 0.15741 | 0.173 | 0.1672 | 0 | 0 | 0 | 0 | 0 | 0
504 | 0.076628 | 0.09663 | 0.3854 | 0.21918 | 0.19551 | 0.13539 | 0.084732 | 0.13343 | 0.15517 | 0.19239 | 0.15948 | 0 | 0 | 0 | 0 | 0 | 0
505 | 0.079276 | 0.080734 | 0.37824 | 0.21486 | 0.18705 | 0.13173 | 0.077343 | 0.12712 | 0.15412 | 0.2084 | 0.14923 | 0 | 0 | 0 | 0 | 0 | 0
506 | 0.095978 | 0.064497 | 0.32926 | 0.20371 | 0.18589 | 0.13786 | 0.071336 | 0.12827 | 0.15626 | 0.2164 | 0.14251 | 0 | 0 | 0 | 0 | 0 | 0
507 | 0.12519 | 0.055493 | 0.28537 | 0.20339 | 0.1996 | 0.15057 | 0.06971 | 0.13429 | 0.16563 | 0.2357 | 0.14196 | 0 | 0 | 0 | 0 | 0 | 0
508 | 0.15774 | 0.052485 | 0.2828 | 0.21775 | 0.21271 | 0.16083 | 0.072177 | 0.13811 | 0.17282 | 0.24888 | 0.14346 | 0 | 0 | 0 | 0 | 0 | 0
509 | 0.16981 | 0.052412 | 0.29055 | 0.22561 | 0.21648 | 0.14929 | 0.072189 | 0.13413 | 0.16435 | 0.2334 | 0.14058 | 0 | 0 | 0 | 0 | 0 | 0
510 | 0.16532 | 0.052332 | 0.28537 | 0.22131 | 0.21324 | 0.12949 | 0.071162 | 0.12425 | 0.14713 | 0.20019 | 0.1346 | 0 | 0 | 0 | 0 | 0 | 0
511 | 0.16643 | 0.052433 | 0.2828 | 0.22531 | 0.2267 | 0.11454 | 0.077082 | 0.11658 | 0.13551 | 0.17103 | 0.1399 | 0 | 0 | 0 | 0 | 0 | 0
512 | 0.17851 | 0.05331 | 0.26633 | 0.23174 | 0.25038 | 0.10813 | 0.081989 | 0.11071 | 0.12967 | 0.14775 | 0.1521 | 0 | 0 | 0 | 0 | 0 | 0
513 | 0.19714 | 0.055803 | 0.24075 | 0.23554 | 0.26874 | 0.10331 | 0.083998 | 0.1051 | 0.12504 | 0.12701 | 0.16472 | 0.001 | 0.015 | 0.009 | 0.00325 | 0.001 | 0.002
514 | 0.21372 | 0.057521 | 0.20319 | 0.23437 | 0.2862 | 0.10527 | 0.083202 | 0.091126 | 0.11756 | 0.093461 | 0.18039 | 0.043 | 0.085 | 0.086 | 0.05425 | 0.022 | 0.066
515 | 0.20478 | 0.05614 | 0.18935 | 0.22496 | 0.28074 | 0.10669 | 0.089372 | 0.0856 | 0.11383 | 0.087767 | 0.17527 | 0.122 | 0.172 | 0.202 | 0.137 | 0.051 | 0.173
516 | 0.17522 | 0.0509 | 0.16043 | 0.19897 | 0.26128 | 0.10243 | 0.091506 | 0.083862 | 0.11141 | 0.097037 | 0.16231 | 0.198 | 0.233 | 0.305 | 0.2095 | 0.074 | 0.261
517 | 0.14272 | 0.040689 | 0.14744 | 0.17404 | 0.23196 | 0.089956 | 0.088421 | 0.080468 | 0.10237 | 0.096666 | 0.14238 | 0.219 | 0.246 | 0.353 | 0.232 | 0.084 | 0.272
518 | 0.12388 | 0.030302 | 0.14295 | 0.15821 | 0.20781 | 0.085122 | 0.084616 | 0.085277 | 0.099681 | 0.10155 | 0.12677 | 0.196 | 0.212 | 0.354 | 0.21575 | 0.08 | 0.233
519 | 0.11749 | 0.02261 | 0.15201 | 0.15309 | 0.18978 | 0.08922 | 0.077685 | 0.09972 | 0.10534 | 0.11521 | 0.1172 | 0.135 | 0.141 | 0.293 | 0.1635 | 0.06 | 0.166
520 | 0.12184 | 0.018075 | 0.16911 | 0.15573 | 0.17623 | 0.093766 | 0.079519 | 0.11409 | 0.10985 | 0.12413 | 0.10743 | 0.068 | 0.055 | 0.194 | 0.093 | 0.03 | 0.08
521 | 0.13599 | 0.013816 | 0.1925 | 0.17173 | 0.1867 | 0.09274 | 0.10372 | 0.12698 | 0.11277 | 0.11665 | 0.11471 | 0.012 | 0.002 | 0.074 | 0.025 | 0.004 | 0.01
522 | 0.15384 | 0.010299 | 0.23956 | 0.19951 | 0.20513 | 0.10272 | 0.11524 | 0.16605 | 0.12914 | 0.11711 | 0.13068 | 0 | 0 | 0.003 | 0.00075 | 0 | 0
523 | 0.16431 | 0.007595 | 0.26509 | 0.2134 | 0.2108 | 0.10364 | 0.10821 | 0.1854 | 0.13513 | 0.11759 | 0.13391 | 0 | 0 | 0 | 0 | 0 | 0
524 | 0.15429 | 0.005815 | 0.2626 | 0.20616 | 0.20158 | 0.097728 | 0.09442 | 0.18184 | 0.13083 | 0.11574 | 0.12803 | 0 | 0 | 0 | 0 | 0 | 0
525 | 0.13207 | 0.004567 | 0.26012 | 0.19081 | 0.18025 | 0.089291 | 0.080853 | 0.17053 | 0.12318 | 0.11657 | 0.11633 | 0 | 0 | 0 | 0 | 0 | 0
526 | 0.12004 | 0.003436 | 0.23602 | 0.17047 | 0.15536 | 0.083297 | 0.071234 | 0.16134 | 0.11733 | 0.12244 | 0.10225 | 0 | 0 | 0 | 0 | 0 | 0
527 | 0.1257 | 0.0025 | 0.24433 | 0.16959 | 0.13876 | 0.091171 | 0.06687 | 0.15594 | 0.11976 | 0.1406 | 0.091336 | 0 | 0 | 0 | 0 | 0 | 0
528 | 0.13313 | 0.001654 | 0.25521 | 0.16969 | 0.12073 | 0.098699 | 0.067893 | 0.15301 | 0.12458 | 0.1652 | 0.081414 | 0 | 0 | 0 | 0 | 0 | 0
529 | 0.12073 | 0.000831 | 0.25034 | 0.15483 | 0.093409 | 0.099263 | 0.066921 | 0.15333 | 0.12328 | 0.17301 | 0.067496 | 0 | 0 | 0 | 0 | 0 | 0
530 | 0.10083 | 0.000742 | 0.25034 | 0.13987 | 0.068435 | 0.098909 | 0.063886 | 0.15638 | 0.12034 | 0.17178 | 0.054287 | 0 | 0 | 0 | 0 | 0 | 0
531 | 0.085806 | 0.000877 | 0.23368 | 0.12425 | 0.053265 | 0.10006 | 0.062794 | 0.15576 | 0.12096 | 0.18415 | 0.043864 | 0 | 0 | 0 | 0 | 0 | 0
532 | 0.074258 | 0.001173 | 0.19995 | 0.10517 | 0.041289 | 0.098224 | 0.059919 | 0.15517 | 0.12129 | 0.19561 | 0.036153 | 0 | 0 | 0 | 0 | 0 | 0
533 | 0.060944 | 0.00141 | 0.11454 | 0.069549 | 0.033158 | 0.086281 | 0.057082 | 0.1495 | 0.11504 | 0.19496 | 0.029436 | 0 | 0 | 0 | 0 | 0 | 0
534 | 0.046818 | 0.001648 | 0.062698 | 0.045295 | 0.02637 | 0.065561 | 0.057407 | 0.1437 | 0.1032 | 0.18144 | 0.022108 | 0 | 0 | 0 | 0 | 0 | 0
535 | 0.033306 | 0.001745 | 0.04061 | 0.032185 | 0.022638 | 0.04513 | 0.056054 | 0.14179 | 0.088095 | 0.1501 | 0.015359 | 0 | 0 | 0 | 0 | 0 | 0
536 | 0.022069 | 0.001647 | 0.02358 | 0.022669 | 0.022359 | 0.02959 | 0.053269 | 0.13722 | 0.07378 | 0.11685 | 0.011458 | 0 | 0 | 0 | 0 | 0 | 0
537 | 0.016617 | 0.002057 | 0.015101 | 0.018952 | 0.025139 | 0.018658 | 0.050035 | 0.1303 | 0.062071 | 0.088756 | 0.010567 | 0.004 | 0.014 | 0.018 | 0.0085 | 0.008 | 0.004
538 | 0.010357 | 0.00701 | 0.012718 | 0.016189 | 0.025493 | 0.011552 | 0.04202 | 0.11768 | 0.049463 | 0.058566 | 0.01005 | 0.088 | 0.084 | 0.13 | 0.1095 | 0.109 | 0.111
539 | 0.002427 | 0.022019 | 0.016522 | 0.013332 | 0.021047 | 0.009184 | 0.039997 | 0.11932 | 0.044592 | 0.040337 | 0.009527 | 0.235 | 0.163 | 0.265 | 0.26875 | 0.277 | 0.298
540 | 0.000303 | 0.048271 | 0.018317 | 0.013317 | 0.021332 | 0.004998 | 0.034415 | 0.11709 | 0.039795 | 0.027836 | 0.00926 | 0.386 | 0.226 | 0.366 | 0.4035 | 0.428 | 0.434
541 | 0.003209 | 0.077395 | 0.008603 | 0.012312 | 0.025124 | 0.001234 | 0.028312 | 0.11568 | 0.036171 | 0.017355 | 0.010411 | 0.458 | 0.263 | 0.428 | 0.46975 | 0.505 | 0.488
542 | 0.011555 | 0.10615 | 0.020863 | 0.020732 | 0.029779 | 0.000442 | 0.024223 | 0.11642 | 0.03464 | 0.010923 | 0.010781 | 0.449 | 0.255 | 0.433 | 0.4625 | 0.514 | 0.454
543 | 0.038101 | 0.1352 | 0.037901 | 0.040007 | 0.04402 | 0.001046 | 0.021905 | 0.11735 | 0.035353 | 0.007972 | 0.015039 | 0.381 | 0.187 | 0.382 | 0.39075 | 0.444 | 0.356
544 | 0.071372 | 0.17201 | 0.030718 | 0.058099 | 0.072207 | 0.004226 | 0.020807 | 0.11933 | 0.040962 | 0.013413 | 0.026881 | 0.24 | 0.084 | 0.267 | 0.246 | 0.278 | 0.199
545 | 0.11607 | 0.23075 | 0.004757 | 0.082728 | 0.12735 | 0.010248 | 0.02665 | 0.12772 | 0.056472 | 0.03166 | 0.056262 | 0.059 | 0.007 | 0.111 | 0.06775 | 0.065 | 0.036
546 | 0.17331 | 0.32302 | 0.000591 | 0.1264 | 0.20529 | 0.018701 | 0.033761 | 0.14306 | 0.07287 | 0.028052 | 0.10167 | 0 | 0 | 0.005 | 0.00125 | 0 | 0
547 | 0.24746 | 0.42806 | 0.004282 | 0.18032 | 0.28922 | 0.035911 | 0.038111 | 0.15414 | 0.089265 | 0.011562 | 0.15544 | 0 | 0 | 0 | 0 | 0 | 0
548 | 0.32392 | 0.51604 | 0.034429 | 0.2357 | 0.34875 | 0.070712 | 0.043313 | 0.16775 | 0.10895 | 0.001649 | 0.19567 | 0 | 0 | 0 | 0 | 0 | 0
549 | 0.40096 | 0.58962 | 0.095152 | 0.29977 | 0.4032 | 0.12475 | 0.050671 | 0.18291 | 0.13305 | 0.003268 | 0.22129 | 0 | 0 | 0 | 0 | 0 | 0
550 | 0.47786 | 0.65689 | 0.16233 | 0.37462 | 0.48368 | 0.18358 | 0.062433 | 0.19617 | 0.16461 | 0.022941 | 0.25577 | 0 | 0 | 0 | 0 | 0 | 0
551 | 0.55505 | 0.72271 | 0.27261 | 0.47191 | 0.58807 | 0.2272 | 0.079093 | 0.20703 | 0.20308 | 0.063191 | 0.31489 | 0 | 0 | 0 | 0 | 0 | 0
552 | 0.62663 | 0.77175 | 0.40268 | 0.56341 | 0.66093 | 0.25101 | 0.10233 | 0.2164 | 0.23854 | 0.1204 | 0.36634 | 0 | 0 | 0 | 0 | 0 | 0
553 | 0.68962 | 0.79725 | 0.48148 | 0.6329 | 0.72761 | 0.28114 | 0.13072 | 0.22936 | 0.27367 | 0.16278 | 0.42142 | 0 | 0 | 0 | 0 | 0 | 0
554 | 0.73115 | 0.80814 | 0.51494 | 0.67181 | 0.76933 | 0.3008 | 0.1471 | 0.23712 | 0.29376 | 0.17218 | 0.46493 | 0 | 0 | 0 | 0 | 0 | 0
555 | 0.75236 | 0.82067 | 0.59401 | 0.70968 | 0.78266 | 0.33367 | 0.1557 | 0.24978 | 0.31457 | 0.1823 | 0.49253 | 0 | 0 | 0 | 0 | 0 | 0
556 | 0.71655 | 0.83041 | 0.67781 | 0.7236 | 0.77643 | 0.39868 | 0.16174 | 0.26888 | 0.3473 | 0.19513 | 0.52652 | 0 | 0 | 0 | 0 | 0 | 0
557 | 0.61905 | 0.82914 | 0.69902 | 0.67645 | 0.71128 | 0.45028 | 0.16868 | 0.28764 | 0.37213 | 0.21977 | 0.53084 | 0 | 0 | 0 | 0 | 0 | 0
558 | 0.47255 | 0.79776 | 0.74269 | 0.58594 | 0.54258 | 0.4517 | 0.17836 | 0.32074 | 0.36795 | 0.24307 | 0.45629 | 0 | 0 | 0 | 0 | 0 | 0
559 | 0.49068 | 0.71142 | 0.8092 | 0.55384 | 0.36162 | 0.43439 | 0.18889 | 0.36096 | 0.36309 | 0.29684 | 0.36016 | 0 | 0 | 0 | 0 | 0 | 0
560 | 0.72406 | 0.57388 | 0.76177 | 0.61704 | 0.36529 | 0.39754 | 0.19394 | 0.37624 | 0.34625 | 0.33089 | 0.28032 | 0 | 0 | 0 | 0 | 0 | 0
561 | 0.7723 | 0.45202 | 0.71707 | 0.66975 | 0.51989 | 0.36572 | 0.18983 | 0.39249 | 0.34459 | 0.3452 | 0.27493 | 0 | 0.028 | 0.025 | 0.00625 | 0 | 0
562 | 0.77458 | 0.38832 | 0.75085 | 0.70682 | 0.59504 | 0.36541 | 0.1757 | 0.41248 | 0.37576 | 0.39269 | 0.33247 | 0.021 | 0.112 | 0.107 | 0.03825 | 0.013 | 0.012
563 | 0.77957 | 0.40581 | 0.64044 | 0.68413 | 0.63238 | 0.39129 | 0.16576 | 0.40498 | 0.40517 | 0.43412 | 0.3903 | 0.069 | 0.191 | 0.205 | 0.092 | 0.033 | 0.061
564 | 0.77162 | 0.46213 | 0.57331 | 0.66474 | 0.6493 | 0.43393 | 0.15735 | 0.42089 | 0.40752 | 0.35728 | 0.41798 | 0.12 | 0.237 | 0.282 | 0.15125 | 0.06 | 0.143
565 | 0.7479 | 0.48795 | 0.75586 | 0.70976 | 0.62552 | 0.4656 | 0.14319 | 0.45609 | 0.40032 | 0.26302 | 0.41659 | 0.161 | 0.25 | 0.319 | 0.1965 | 0.09 | 0.216
566 | 0.71667 | 0.49992 | 0.77233 | 0.69766 | 0.60399 | 0.46855 | 0.12377 | 0.47842 | 0.40839 | 0.28765 | 0.39896 | 0.163 | 0.218 | 0.308 | 0.2025 | 0.11 | 0.229
567 | 0.69298 | 0.48245 | 0.74062 | 0.67599 | 0.59438 | 0.46734 | 0.11338 | 0.48895 | 0.43331 | 0.39107 | 0.38589 | 0.129 | 0.143 | 0.258 | 0.168 | 0.099 | 0.186
568 | 0.67593 | 0.48238 | 0.68021 | 0.65296 | 0.60273 | 0.45409 | 0.12358 | 0.47384 | 0.45072 | 0.48833 | 0.38662 | 0.075 | 0.056 | 0.175 | 0.108 | 0.079 | 0.103
569 | 0.63655 | 0.48308 | 0.63008 | 0.61874 | 0.58959 | 0.44627 | 0.15356 | 0.46325 | 0.45369 | 0.50626 | 0.399 | 0.016 | 0.002 | 0.071 | 0.02975 | 0.018 | 0.014
570 | 0.59864 | 0.48076 | 0.65693 | 0.60135 | 0.54848 | 0.44333 | 0.17641 | 0.48679 | 0.46036 | 0.51647 | 0.39485 | 0 | 0 | 0.003 | 0.00075 | 0 | 0
571 | 0.55713 | 0.46712 | 0.66931 | 0.5737 | 0.49465 | 0.40828 | 0.17904 | 0.48478 | 0.4417 | 0.5014 | 0.37233 | 0 | 0 | 0 | 0 | 0 | 0
572 | 0.52721 | 0.46335 | 0.64938 | 0.53928 | 0.44125 | 0.37372 | 0.17552 | 0.46454 | 0.41367 | 0.46977 | 0.34667 | 0 | 0 | 0 | 0 | 0 | 0
573 | 0.49297 | 0.44777 | 0.59265 | 0.49775 | 0.40763 | 0.33752 | 0.17017 | 0.43249 | 0.38645 | 0.45443 | 0.32135 | 0 | 0 | 0 | 0 | 0 | 0
574 | 0.46165 | 0.46024 | 0.51639 | 0.4526 | 0.37976 | 0.3021 | 0.1598 | 0.39351 | 0.34809 | 0.39567 | 0.30107 | 0 | 0 | 0 | 0 | 0 | 0
575 | 0.4447 | 0.47153 | 0.423 | 0.41643 | 0.38159 | 0.27112 | 0.16295 | 0.34878 | 0.31798 | 0.34571 | 0.30631 | 0 | 0 | 0 | 0 | 0 | 0
576 | 0.41477 | 0.4529 | 0.32653 | 0.37445 | 0.38205 | 0.24281 | 0.17033 | 0.3039 | 0.28819 | 0.30151 | 0.30455 | 0 | 0 | 0 | 0 | 0 | 0
577 | 0.37717 | 0.42251 | 0.23134 | 0.32422 | 0.36414 | 0.21785 | 0.17313 | 0.2637 | 0.25799 | 0.26479 | 0.2856 | 0 | 0 | 0 | 0 | 0 | 0
578 | 0.33734 | 0.39233 | 0.14563 | 0.27556 | 0.3437 | 0.19132 | 0.17662 | 0.23064 | 0.23399 | 0.24724 | 0.26676 | 0 | 0 | 0 | 0 | 0 | 0
579 | 0.29746 | 0.36274 | 0.099452 | 0.2391 | 0.32039 | 0.16879 | 0.1791 | 0.20539 | 0.21301 | 0.22808 | 0.24977 | 0 | 0 | 0 | 0 | 0 | 0
580 | 0.2609 | 0.32793 | 0.088901 | 0.21722 | 0.30185 | 0.15588 | 0.17529 | 0.19005 | 0.19879 | 0.21362 | 0.23561 | 0 | 0 | 0 | 0 | 0 | 0
581 | 0.22544 | 0.30413 | 0.10164 | 0.20302 | 0.28198 | 0.15047 | 0.1789 | 0.18714 | 0.19123 | 0.20417 | 0.22312 | 0 | 0 | 0 | 0 | 0 | 0
582 | 0.20258 | 0.27564 | 0.1193 | 0.19355 | 0.25877 | 0.14286 | 0.1746 | 0.18427 | 0.17807 | 0.17552 | 0.20961 | 0 | 0 | 0 | 0 | 0 | 0
583 | 0.18128 | 0.25927 | 0.12746 | 0.18364 | 0.24217 | 0.13504 | 0.16273 | 0.17839 | 0.16449 | 0.14667 | 0.19785 | 0 | 0 | 0 | 0 | 0 | 0
584 | 0.15652 | 0.24486 | 0.12253 | 0.1707 | 0.23306 | 0.13508 | 0.15382 | 0.17235 | 0.16181 | 0.1437 | 0.19611 | 0 | 0 | 0 | 0 | 0 | 0
585 | 0.13933 | 0.24793 | 0.10091 | 0.15604 | 0.22787 | 0.14064 | 0.14411 | 0.16476 | 0.16219 | 0.14343 | 0.19993 | 0 | 0.013 | 0.023 | 0.00625 | 0.001 | 0.001
586 | 0.14624 | 0.24344 | 0.088221 | 0.15289 | 0.22421 | 0.13617 | 0.1273 | 0.15455 | 0.151 | 0.11906 | 0.19423 | 0.032 | 0.057 | 0.124 | 0.059 | 0.027 | 0.053
587 | 0.16696 | 0.21354 | 0.047781 | 0.14153 | 0.20984 | 0.11388 | 0.10619 | 0.1436 | 0.12701 | 0.084748 | 0.16581 | 0.091 | 0.113 | 0.245 | 0.13525 | 0.067 | 0.138
588 | 0.19743 | 0.19495 | 0.037458 | 0.1405 | 0.18662 | 0.099761 | 0.097601 | 0.14362 | 0.11541 | 0.084751 | 0.13351 | 0.158 | 0.145 | 0.352 | 0.21225 | 0.116 | 0.223
589 | 0.22685 | 0.18847 | 0.059334 | 0.15374 | 0.17503 | 0.10969 | 0.092975 | 0.15444 | 0.12045 | 0.096012 | 0.12165 | 0.187 | 0.146 | 0.408 | 0.252 | 0.15 | 0.263
590 | 0.24984 | 0.17125 | 0.044363 | 0.15437 | 0.16892 | 0.11777 | 0.087408 | 0.15963 | 0.12211 | 0.092304 | 0.11875 | 0.165 | 0.123 | 0.411 | 0.23575 | 0.146 | 0.221
591 | 0.24786 | 0.14876 | 0.041533 | 0.15501 | 0.17565 | 0.10978 | 0.079244 | 0.15635 | 0.11872 | 0.086435 | 0.1223 | 0.115 | 0.077 | 0.36 | 0.17275 | 0.093 | 0.123
592 | 0.26491 | 0.13208 | 0.049284 | 0.17648 | 0.21523 | 0.12376 | 0.080581 | 0.14833 | 0.12386 | 0.075309 | 0.14803 | 0.05 | 0.031 | 0.252 | 0.10025 | 0.05 | 0.049
593 | 0.27798 | 0.11639 | 0.066738 | 0.19045 | 0.22663 | 0.17068 | 0.095831 | 0.15296 | 0.14315 | 0.072244 | 0.17671 | 0.008 | 0.002 | 0.103 | 0.0305 | 0.007 | 0.004
594 | 0.28327 | 0.1104 | 0.086869 | 0.20282 | 0.23832 | 0.20929 | 0.10055 | 0.16793 | 0.16534 | 0.088961 | 0.19518 | 0 | 0 | 0.005 | 0.00125 | 0 | 0
595 | 0.28653 | 0.11546 | 0.11454 | 0.21942 | 0.2572 | 0.2208 | 0.093102 | 0.18312 | 0.1824 | 0.11499 | 0.21071 | 0 | 0 | 0 | 0 | 0 | 0
596 | 0.28797 | 0.13625 | 0.1403 | 0.24346 | 0.3021 | 0.23704 | 0.082061 | 0.18955 | 0.19944 | 0.13565 | 0.23551 | 0 | 0 | 0 | 0 | 0 | 0
597 | 0.2916 | 0.16772 | 0.13251 | 0.2505 | 0.3274 | 0.26217 | 0.072785 | 0.1941 | 0.20939 | 0.13237 | 0.24892 | 0 | 0 | 0 | 0 | 0 | 0
598 | 0.30229 | 0.2089 | 0.10386 | 0.24234 | 0.32088 | 0.2728 | 0.067955 | 0.20715 | 0.21077 | 0.11969 | 0.24343 | 0 | 0 | 0 | 0 | 0 | 0
599 | 0.32209 | 0.25223 | 0.1193 | 0.25574 | 0.32583 | 0.26627 | 0.065348 | 0.22224 | 0.2092 | 0.11343 | 0.23487 | 0 | 0 | 0 | 0 | 0 | 0
600 | 0.34115 | 0.29791 | 0.16716 | 0.27949 | 0.33017 | 0.26355 | 0.065723 | 0.23384 | 0.21196 | 0.11446 | 0.23598 | 0 | 0 | 0 | 0 | 0 | 0
601 | 0.34704 | 0.34093 | 0.21534 | 0.30034 | 0.33864 | 0.27011 | 0.069087 | 0.24635 | 0.22004 | 0.1231 | 0.24059 | 0 | 0 | 0 | 0 | 0 | 0
602 | 0.34717 | 0.35569 | 0.25156 | 0.31732 | 0.35323 | 0.27302 | 0.074789 | 0.2639 | 0.2311 | 0.13709 | 0.25038 | 0 | 0 | 0 | 0 | 0 | 0
603 | 0.35613 | 0.37176 | 0.27135 | 0.3282 | 0.35712 | 0.28108 | 0.082449 | 0.2771 | 0.24312 | 0.16122 | 0.2531 | 0 | 0 | 0 | 0 | 0 | 0
604 | 0.34651 | 0.38796 | 0.28023 | 0.33022 | 0.3639 | 0.28837 | 0.095106 | 0.27892 | 0.26411 | 0.23496 | 0.25418 | 0 | 0 | 0 | 0 | 0 | 0
605 | 0.34543 | 0.39137 | 0.29708 | 0.3378 | 0.37088 | 0.27709 | 0.10486 | 0.27953 | 0.25921 | 0.21941 | 0.26082 | 0 | 0 | 0 | 0 | 0 | 0
606 | 0.37185 | 0.41571 | 0.33337 | 0.36472 | 0.38893 | 0.27753 | 0.11895 | 0.28671 | 0.2655 | 0.22836 | 0.26941 | 0 | 0 | 0 | 0 | 0 | 0
607 | 0.40167 | 0.43379 | 0.42009 | 0.41305 | 0.41738 | 0.28994 | 0.13734 | 0.28876 | 0.27115 | 0.22649 | 0.27942 | 0 | 0 | 0 | 0 | 0 | 0
608 | 0.4302 | 0.4689 | 0.50189 | 0.4531 | 0.42722 | 0.30422 | 0.15857 | 0.29202 | 0.27912 | 0.23755 | 0.2827 | 0 | 0 | 0 | 0 | 0 | 0
609 | 0.53538 | 0.50162 | 0.58303 | 0.52137 | 0.44572 | 0.31238 | 0.17412 | 0.29501 | 0.28614 | 0.25161 | 0.28555 | 0 | 0.015 | 0.019 | 0.00475 | 0 | 0
610 | 0.50103 | 0.51912 | 0.63528 | 0.53378 | 0.46502 | 0.31052 | 0.17448 | 0.29166 | 0.28723 | 0.24882 | 0.29793 | 0.005 | 0.068 | 0.09 | 0.02775 | 0.011 | 0.005
611 | 0.46781 | 0.49731 | 0.67781 | 0.54514 | 0.48981 | 0.3013 | 0.18784 | 0.29459 | 0.28581 | 0.24582 | 0.30154 | 0.02 | 0.127 | 0.156 | 0.05275 | 0.02 | 0.015
612 | 0.45218 | 0.47574 | 0.6838 | 0.55023 | 0.51471 | 0.28886 | 0.24281 | 0.29429 | 0.29496 | 0.26812 | 0.32858 | 0.031 | 0.159 | 0.194 | 0.0685 | 0.033 | 0.016
613 | 0.53726 | 0.49942 | 0.68021 | 0.59693 | 0.57332 | 0.30303 | 0.28085 | 0.31208 | 0.31348 | 0.28498 | 0.35382 | 0.025 | 0.156 | 0.203 | 0.07 | 0.04 | 0.012
614 | 0.53313 | 0.5567 | 0.61024 | 0.58478 | 0.61098 | 0.31943 | 0.28472 | 0.3225 | 0.32013 | 0.26184 | 0.37675 | 0.022 | 0.125 | 0.175 | 0.0625 | 0.028 | 0.025
615 | 0.51698 | 0.6138 | 0.49898 | 0.56046 | 0.66541 | 0.32378 | 0.2883 | 0.30454 | 0.33005 | 0.25657 | 0.4353 | 0.04 | 0.075 | 0.124 | 0.05575 | 0.015 | 0.044
616 | 0.53859 | 0.6788 | 0.40847 | 0.54053 | 0.67453 | 0.34691 | 0.31492 | 0.29669 | 0.34689 | 0.26164 | 0.48233 | 0.027 | 0.026 | 0.072 | 0.03675 | 0.005 | 0.043
617 | 0.5791 | 0.6664 | 0.3969 | 0.54647 | 0.66341 | 0.39749 | 0.3539 | 0.32394 | 0.37315 | 0.30016 | 0.47103 | 0.005 | 0.002 | 0.025 | 0.00925 | 0 | 0.007
618 | 0.63916 | 0.65526 | 0.56069 | 0.6175 | 0.65264 | 0.42094 | 0.376 | 0.35492 | 0.39951 | 0.36317 | 0.459 | 0 | 0 | 0.001 | 0.00025 | 0 | 0
619 | 0.67786 | 0.68675 | 0.64811 | 0.66334 | 0.66405 | 0.40469 | 0.37862 | 0.36607 | 0.42077 | 0.44984 | 0.46247 | 0 | 0 | 0 | 0 | 0 | 0
620 | 0.68706 | 0.66885 | 0.67418 | 0.66952 | 0.64732 | 0.3829 | 0.37449 | 0.37285 | 0.43283 | 0.5206 | 0.45496 | 0 | 0 | 0 | 0 | 0 | 0
621 | 0.65799 | 0.67326 | 0.64556 | 0.65252 | 0.65399 | 0.35199 | 0.35306 | 0.3731 | 0.4246 | 0.5241 | 0.44922 | 0 | 0 | 0 | 0 | 0 | 0
622 | 0.67376 | 0.72307 | 0.58026 | 0.64958 | 0.69472 | 0.36698 | 0.34621 | 0.3647 | 0.40426 | 0.38231 | 0.50307 | 0 | 0 | 0 | 0 | 0 | 0
623 | 0.63294 | 0.76052 | 0.56771 | 0.62373 | 0.67053 | 0.41412 | 0.35129 | 0.34934 | 0.4073 | 0.38716 | 0.47857 | 0 | 0 | 0 | 0 | 0 | 0
624 | 0.5921 | 0.78919 | 0.55928 | 0.6041 | 0.66091 | 0.40653 | 0.36714 | 0.32872 | 0.40929 | 0.43886 | 0.46305 | 0 | 0 | 0 | 0 | 0 | 0
625 | 0.55292 | 0.79829 | 0.5621 | 0.59624 | 0.67369 | 0.39568 | 0.38349 | 0.30768 | 0.40375 | 0.4315 | 0.48013 | 0 | 0 | 0 | 0 | 0 | 0
626 | 0.5016 | 0.78387 | 0.59538 | 0.58491 | 0.65775 | 0.37819 | 0.40026 | 0.28555 | 0.39258 | 0.42919 | 0.47739 | 0 | 0 | 0 | 0 | 0 | 0
627 | 0.42806 | 0.75366 | 0.57887 | 0.54254 | 0.62069 | 0.34372 | 0.3969 | 0.26595 | 0.36537 | 0.40347 | 0.44832 | 0 | 0 | 0 | 0 | 0 | 0
628 | 0.38127 | 0.72362 | 0.52792 | 0.49799 | 0.58479 | 0.31589 | 0.38027 | 0.25112 | 0.33707 | 0.35806 | 0.42322 | 0 | 0 | 0 | 0 | 0 | 0
629 | 0.33423 | 0.68524 | 0.5451 | 0.46697 | 0.52159 | 0.2855 | 0.37173 | 0.23177 | 0.30969 | 0.33478 | 0.3867 | 0 | 0 | 0 | 0 | 0 | 0
630 | 0.3281 | 0.67131 | 0.50043 | 0.4287 | 0.45757 | 0.25916 | 0.3702 | 0.21545 | 0.28038 | 0.28331 | 0.3636 | 0 | 0 | 0 | 0 | 0 | 0
631 | 0.3286 | 0.66184 | 0.46686 | 0.40863 | 0.43044 | 0.25024 | 0.37305 | 0.20763 | 0.26135 | 0.24229 | 0.34522 | 0 | 0 | 0 | 0 | 0 | 0
632 | 0.33915 | 0.65984 | 0.48878 | 0.41962 | 0.43094 | 0.25085 | 0.38621 | 0.20313 | 0.25439 | 0.22884 | 0.33474 | 0 | 0 | 0 | 0 | 0 | 0
633 | 0.32051 | 0.62279 | 0.43759 | 0.40453 | 0.45549 | 0.24579 | 0.37743 | 0.19791 | 0.25736 | 0.25177 | 0.33397 | 0 | 0.01 | 0.016 | 0.00525 | 0.004 | 0.001
634 | 0.28737 | 0.58086 | 0.34443 | 0.34509 | 0.40348 | 0.21896 | 0.34214 | 0.17927 | 0.23395 | 0.22624 | 0.31131 | 0.015 | 0.053 | 0.06 | 0.0325 | 0.035 | 0.02
635 | 0.24169 | 0.52211 | 0.22212 | 0.27685 | 0.36672 | 0.1755 | 0.30951 | 0.15846 | 0.21013 | 0.2272 | 0.27936 | 0.055 | 0.105 | 0.109 | 0.06825 | 0.053 | 0.056
636 | 0.20752 | 0.44516 | 0.10386 | 0.20078 | 0.29096 | 0.163 | 0.30216 | 0.16179 | 0.19663 | 0.24263 | 0.21909 | 0.093 | 0.149 | 0.155 | 0.10225 | 0.065 | 0.096
637 | 0.17597 | 0.41539 | 0.15759 | 0.19604 | 0.25456 | 0.15605 | 0.31682 | 0.18387 | 0.1927 | 0.24228 | 0.18859 | 0.115 | 0.166 | 0.207 | 0.13275 | 0.067 | 0.142
638 | 0.17597 | 0.39433 | 0.20319 | 0.21779 | 0.2742 | 0.15643 | 0.30598 | 0.19845 | 0.1948 | 0.22209 | 0.20224 | 0.135 | 0.151 | 0.25 | 0.15575 | 0.057 | 0.181
639 | 0.18237 | 0.34886 | 0.20211 | 0.21849 | 0.271 | 0.1609 | 0.29225 | 0.19917 | 0.19438 | 0.21505 | 0.2024 | 0.133 | 0.108 | 0.253 | 0.147 | 0.038 | 0.164
640 | 0.17697 | 0.26991 | 0.17907 | 0.19876 | 0.24024 | 0.15536 | 0.28854 | 0.18635 | 0.18292 | 0.2075 | 0.18249 | 0.087 | 0.05 | 0.186 | 0.0985 | 0.021 | 0.1
641 | 0.15429 | 0.216 | 0.16138 | 0.18115 | 0.22778 | 0.1707 | 0.29648 | 0.17698 | 0.18688 | 0.22289 | 0.17694 | 0.021 | 0.003 | 0.07 | 0.02825 | 0.003 | 0.019
642 | 0.13379 | 0.20517 | 0.19995 | 0.18815 | 0.2307 | 0.18455 | 0.28312 | 0.18961 | 0.19481 | 0.21441 | 0.19067 | 0 | 0 | 0.003 | 0.00075 | 0 | 0
643 | 0.13584 | 0.20531 | 0.28537 | 0.21994 | 0.23861 | 0.1763 | 0.25082 | 0.19194 | 0.18983 | 0.19774 | 0.19336 | 0 | 0 | 0 | 0 | 0 | 0
644 | 0.14191 | 0.18826 | 0.3897 | 0.25995 | 0.24823 | 0.17297 | 0.21697 | 0.19033 | 0.1803 | 0.16977 | 0.18812 | 0 | 0 | 0 | 0 | 0 | 0
645 | 0.13829 | 0.16522 | 0.42154 | 0.26734 | 0.24218 | 0.1752 | 0.18012 | 0.1882 | 0.17415 | 0.16033 | 0.17286 | 0 | 0 | 0 | 0 | 0 | 0
646 | 0.15181 | 0.16974 | 0.36828 | 0.25378 | 0.24125 | 0.16701 | 0.15107 | 0.1843 | 0.16979 | 0.16995 | 0.15791 | 0 | 0 | 0 | 0 | 0 | 0
647 | 0.19915 | 0.20829 | 0.28925 | 0.2458 | 0.24899 | 0.17325 | 0.13246 | 0.17769 | 0.16985 | 0.16088 | 0.16759 | 0 | 0 | 0 | 0 | 0 | 0
648 | 0.26378 | 0.26687 | 0.22671 | 0.25892 | 0.28628 | 0.18896 | 0.124 | 0.16997 | 0.17249 | 0.13124 | 0.19978 | 0 | 0 | 0 | 0 | 0 | 0
649 | 0.34427 | 0.33357 | 0.15478 | 0.28099 | 0.34391 | 0.21133 | 0.12499 | 0.17096 | 0.18473 | 0.12414 | 0.23247 | 0 | 0 | 0 | 0 | 0 | 0
650 | 0.41051 | 0.41358 | 0.16233 | 0.32438 | 0.4003 | 0.22983 | 0.13237 | 0.18321 | 0.19934 | 0.12259 | 0.26175 | 0 | 0 | 0 | 0 | 0 | 0
651 | 0.44072 | 0.46145 | 0.27641 | 0.40061 | 0.4847 | 0.25028 | 0.14494 | 0.20485 | 0.22069 | 0.12628 | 0.30135 | 0 | 0 | 0 | 0 | 0 | 0
652 | 0.53612 | 0.49856 | 0.423 | 0.50522 | 0.55655 | 0.27004 | 0.17054 | 0.23693 | 0.24544 | 0.14564 | 0.32915 | 0 | 0 | 0 | 0 | 0 | 0
653 | 0.6492 | 0.55541 | 0.51639 | 0.59261 | 0.61224 | 0.30226 | 0.18086 | 0.26756 | 0.27771 | 0.17799 | 0.36305 | 0 | 0 | 0 | 0 | 0 | 0
654 | 0.67117 | 0.66473 | 0.59946 | 0.62477 | 0.60367 | 0.36599 | 0.2009 | 0.29109 | 0.31857 | 0.23366 | 0.38352 | 0 | 0 | 0 | 0 | 0 | 0
655 | 0.70978 | 0.73243 | 0.64684 | 0.66198 | 0.62932 | 0.43545 | 0.2393 | 0.31746 | 0.36286 | 0.26517 | 0.43334 | 0 | 0 | 0 | 0 | 0 | 0
656 | 0.77502 | 0.78964 | 0.69206 | 0.72072 | 0.69509 | 0.48225 | 0.27143 | 0.36001 | 0.42316 | 0.3371 | 0.51329 | 0 | 0 | 0 | 0 | 0 | 0
657 | 0.834 | 0.83568 | 0.80426 | 0.79982 | 0.7612 | 0.56612 | 0.31452 | 0.3976 | 0.49147 | 0.46012 | 0.54206 | 0.001 | 0.014 | 0.016 | 0.00475 | 0.001 | 0.001
658 | 0.89682 | 0.87514 | 0.85499 | 0.87169 | 0.86325 | 0.57808 | 0.34398 | 0.4354 | 0.54203 | 0.50829 | 0.64633 | 0.032 | 0.065 | 0.071 | 0.03525 | 0.015 | 0.023
659 | 0.9431 | 0.8999 | 0.9015 | 0.91833 | 0.91038 | 0.66984 | 0.39586 | 0.49102 | 0.60484 | 0.50873 | 0.74979 | 0.059 | 0.145 | 0.14 | 0.07075 | 0.04 | 0.044
660 | 0.96261 | 0.92482 | 0.92019 | 0.94384 | 0.94872 | 0.77623 | 0.48181 | 0.54315 | 0.6862 | 0.59291 | 0.83253 | 0.056 | 0.204 | 0.202 | 0.09375 | 0.069 | 0.048
661 | 0.9723 | 0.94557 | 0.88261 | 0.94264 | 0.97301 | 0.8535 | 0.58335 | 0.58635 | 0.75859 | 0.70032 | 0.89421 | 0.047 | 0.214 | 0.239 | 0.095 | 0.06 | 0.034
662 | 0.96687 | 0.9605 | 0.86376 | 0.9373 | 0.98126 | 0.90933 | 0.64637 | 0.65281 | 0.82485 | 0.80631 | 0.93094 | 0.03 | 0.18 | 0.225 | 0.07725 | 0.037 | 0.017
663 | 0.95938 | 0.96685 | 0.91902 | 0.94731 | 0.96354 | 0.92286 | 0.70551 | 0.70218 | 0.86018 | 0.88424 | 0.93145 | 0.017 | 0.127 | 0.171 | 0.0565 | 0.024 | 0.014
664 | 0.96955 | 0.94914 | 0.8987 | 0.93427 | 0.93456 | 0.91998 | 0.75819 | 0.732 | 0.86352 | 0.91595 | 0.88614 | 0.013 | 0.064 | 0.112 | 0.0355 | 0.004 | 0.013
665 | 0.96105 | 0.91467 | 0.88733 | 0.92628 | 0.93045 | 0.8958 | 0.80059 | 0.73178 | 0.84872 | 0.93595 | 0.83136 | 0.005 | 0.007 | 0.043 | 0.013 | 0 | 0.004
666 | 0.95559 | 0.89572 | 0.86192 | 0.9201 | 0.94279 | 0.85672 | 0.81562 | 0.71688 | 0.83236 | 0.93432 | 0.82153 | 0 | 0 | 0.001 | 0.00025 | 0 | 0
667 | 0.94508 | 0.91403 | 0.82867 | 0.90811 | 0.95058 | 0.80434 | 0.80632 | 0.67397 | 0.79445 | 0.8757 | 0.8238 | 0 | 0 | 0 | 0 | 0 | 0
668 | 0.92977 | 0.93328 | 0.78791 | 0.88682 | 0.94277 | 0.73751 | 0.79751 | 0.6159 | 0.73548 | 0.77351 | 0.815 | 0 | 0 | 0 | 0 | 0 | 0
669 | 0.89353 | 0.94518 | 0.65693 | 0.82867 | 0.93554 | 0.65127 | 0.78705 | 0.55577 | 0.68777 | 0.74845 | 0.79558 | 0 | 0 | 0 | 0 | 0 | 0
670 | 0.8724 | 0.95713 | 0.60621 | 0.80213 | 0.92778 | 0.56295 | 0.75988 | 0.48334 | 0.61936 | 0.65955 | 0.77162 | 0 | 0 | 0 | 0 | 0 | 0
671 | 0.89044 | 0.95743 | 0.58854 | 0.79976 | 0.9203 | 0.51934 | 0.72692 | 0.44174 | 0.5831 | 0.61932 | 0.75199 | 0 | 0 | 0 | 0 | 0 | 0
672 | 0.91275 | 0.95109 | 0.71817 | 0.84987 | 0.91871 | 0.49025 | 0.69482 | 0.43112 | 0.55594 | 0.56216 | 0.74024 | 0 | 0 | 0 | 0 | 0 | 0
673 | 0.92603 | 0.94203 | 0.76275 | 0.87101 | 0.92427 | 0.5012 | 0.66288 | 0.45219 | 0.5585 | 0.53354 | 0.74707 | 0 | 0 | 0 | 0 | 0 | 0
674 | 0.93016 | 0.93929 | 0.74679 | 0.86776 | 0.92633 | 0.51676 | 0.64058 | 0.46892 | 0.56004 | 0.49903 | 0.75543 | 0 | 0 | 0 | 0 | 0 | 0
675 | 0.93128 | 0.9326 | 0.71817 | 0.85722 | 0.92222 | 0.58913 | 0.61365 | 0.47315 | 0.56462 | 0.44138 | 0.75483 | 0 | 0 | 0 | 0 | 0 | 0
676 | 0.9232 | 0.922 | 0.73328 | 0.85718 | 0.91507 | 0.60833 | 0.58624 | 0.47079 | 0.56735 | 0.44934 | 0.74096 | 0 | 0 | 0 | 0 | 0 | 0
677 | 0.91485 | 0.89886 | 0.77885 | 0.86647 | 0.90572 | 0.60924 | 0.56365 | 0.45847 | 0.55799 | 0.44346 | 0.7208 | 0 | 0 | 0 | 0 | 0 | 0
678 | 0.90859 | 0.88169 | 0.81563 | 0.87322 | 0.89546 | 0.61671 | 0.55651 | 0.46039 | 0.55789 | 0.44311 | 0.71135 | 0 | 0 | 0 | 0 | 0 | 0
679 | 0.88623 | 0.86948 | 0.81404 | 0.85783 | 0.87323 | 0.61296 | 0.54187 | 0.45846 | 0.55434 | 0.45143 | 0.69451 | 0 | 0 | 0 | 0 | 0 | 0
680 | 0.86731 | 0.85403 | 0.77044 | 0.82706 | 0.84342 | 0.64796 | 0.54851 | 0.46212 | 0.58016 | 0.54459 | 0.66597 | 0 | 0 | 0 | 0 | 0 | 0
681 | 0.852 | 0.84031 | 0.77608 | 0.81152 | 0.80647 | 0.64597 | 0.55166 | 0.47396 | 0.57973 | 0.58319 | 0.61578 | 0.001 | 0.041 | 0.006 | 0.00275 | 0.004 | 0
682 | 0.83629 | 0.82683 | 0.76469 | 0.7985 | 0.79451 | 0.60083 | 0.56699 | 0.47125 | 0.56953 | 0.61245 | 0.59359 | 0.033 | 0.125 | 0.026 | 0.0275 | 0.029 | 0.022
683 | 0.80904 | 0.81637 | 0.80006 | 0.79749 | 0.78338 | 0.56198 | 0.60467 | 0.47965 | 0.55732 | 0.60814 | 0.57949 | 0.084 | 0.187 | 0.047 | 0.06025 | 0.043 | 0.067
684 | 0.78296 | 0.80533 | 0.84776 | 0.79804 | 0.76338 | 0.59179 | 0.63067 | 0.50364 | 0.57904 | 0.62154 | 0.59918 | 0.131 | 0.214 | 0.07 | 0.092 | 0.056 | 0.111
685 | 0.78297 | 0.79268 | 0.89388 | 0.80713 | 0.74455 | 0.60801 | 0.63449 | 0.52908 | 0.58358 | 0.59171 | 0.60551 | 0.14 | 0.203 | 0.089 | 0.11025 | 0.062 | 0.15
686 | 0.78172 | 0.7626 | 0.9368 | 0.816 | 0.72948 | 0.59369 | 0.60353 | 0.54468 | 0.56486 | 0.54459 | 0.57648 | 0.118 | 0.164 | 0.086 | 0.101 | 0.065 | 0.135
687 | 0.746 | 0.70438 | 0.93993 | 0.79364 | 0.69498 | 0.50337 | 0.5431 | 0.54968 | 0.51047 | 0.4817 | 0.50712 | 0.063 | 0.111 | 0.066 | 0.0645 | 0.036 | 0.093
688 | 0.69356 | 0.63046 | 0.9315 | 0.75104 | 0.62805 | 0.4219 | 0.47447 | 0.54941 | 0.46807 | 0.4786 | 0.42237 | 0.026 | 0.048 | 0.039 | 0.02825 | 0.011 | 0.037
689 | 0.63254 | 0.54428 | 0.94382 | 0.69982 | 0.52309 | 0.41187 | 0.41044 | 0.571 | 0.48373 | 0.61003 | 0.34203 | 0.004 | 0.004 | 0.012 | 0.005 | 0.001 | 0.003
690 | 0.5861 | 0.44638 | 0.93615 | 0.6461 | 0.41606 | 0.41427 | 0.35393 | 0.59683 | 0.50158 | 0.70979 | 0.28544 | 0 | 0 | 0 | 0 | 0 | 0
691 | 0.58215 | 0.35663 | 0.94323 | 0.59572 | 0.26178 | 0.40313 | 0.32655 | 0.62672 | 0.49046 | 0.71303 | 0.21895 | 0 | 0 | 0 | 0 | 0 | 0
692 | 0.5687 | 0.27958 | 0.96386 | 0.56714 | 0.16885 | 0.40896 | 0.31016 | 0.65299 | 0.47575 | 0.67954 | 0.16151 | 0 | 0 | 0 | 0 | 0 | 0
693 | 0.58371 | 0.20438 | 0.9728 | 0.5686 | 0.14929 | 0.41297 | 0.30343 | 0.6534 | 0.45113 | 0.61064 | 0.1275 | 0 | 0 | 0 | 0 | 0 | 0
694 | 0.59572 | 0.14276 | 0.97265 | 0.57923 | 0.16932 | 0.39632 | 0.27917 | 0.64457 | 0.41387 | 0.50009 | 0.11449 | 0 | 0 | 0 | 0 | 0 | 0
695 | 0.61392 | 0.10225 | 0.97327 | 0.59469 | 0.19689 | 0.38925 | 0.25265 | 0.64234 | 0.41138 | 0.49448 | 0.11946 | 0 | 0 | 0 | 0 | 0 | 0
696 | 0.63264 | 0.071384 | 0.96284 | 0.60654 | 0.22414 | 0.34852 | 0.22632 | 0.62693 | 0.40235 | 0.50421 | 0.12973 | 0 | 0 | 0 | 0 | 0 | 0
697 | 0.61567 | 0.046409 | 0.93184 | 0.5986 | 0.24829 | 0.36196 | 0.20484 | 0.61037 | 0.40511 | 0.50384 | 0.14429 | 0 | 0 | 0 | 0 | 0 | 0
698 | 0.56239 | 0.032244 | 0.87321 | 0.56174 | 0.24963 | 0.37386 | 0.18703 | 0.5923 | 0.40677 | 0.51742 | 0.14349 | 0 | 0 | 0 | 0 | 0 | 0
699 | 0.46304 | 0.022343 | 0.82792 | 0.50247 | 0.21644 | 0.35346 | 0.15918 | 0.57246 | 0.39208 | 0.50701 | 0.13539 | 0 | 0 | 0 | 0 | 0 | 0
700 | 0.33802 | 0.016506 | 0.80509 | 0.43647 | 0.16629 | 0.32368 | 0.14022 | 0.55395 | 0.37846 | 0.5141 | 0.12211 | 0 | 0 | 0 | 0 | 0 | 0
701 | 0.19472 | 0.016675 | 0.82643 | 0.38106 | 0.12203 | 0.29233 | 0.14488 | 0.54655 | 0.36518 | 0.51579 | 0.10603 | 0 | 0 | 0 | 0 | 0 | 0
702 | 0.093125 | 0.016098 | 0.87936 | 0.3577 | 0.10062 | 0.26416 | 0.15676 | 0.52767 | 0.34817 | 0.50893 | 0.091923 | 0 | 0 | 0 | 0 | 0 | 0
703 | 0.037104 | 0.01546 | 0.93452 | 0.35444 | 0.091684 | 0.21794 | 0.16387 | 0.5175 | 0.33318 | 0.51778 | 0.079491 | 0 | 0 | 0 | 0 | 0 | 0
704 | 0.019761 | 0.017562 | 0.94939 | 0.35202 | 0.086898 | 0.1876 | 0.16913 | 0.50476 | 0.28541 | 0.37775 | 0.07152 | 0 | 0 | 0 | 0 | 0 | 0
705 | 0.031615 | 0.01912 | 0.95896 | 0.35844 | 0.084741 | 0.1504 | 0.16002 | 0.50494 | 0.24169 | 0.24642 | 0.065018 | 0.001 | 0.015 | 0.015 | 0.00575 | 0.002 | 0.005
706 | 0.048157 | 0.018027 | 0.96305 | 0.36461 | 0.082628 | 0.10827 | 0.13457 | 0.51472 | 0.23928 | 0.28006 | 0.054068 | 0.031 | 0.064 | 0.073 | 0.0505 | 0.021 | 0.077
707 | 0.063448 | 0.014825 | 0.95963 | 0.36828 | 0.081768 | 0.075445 | 0.13453 | 0.53936 | 0.2365 | 0.28686 | 0.044347 | 0.083 | 0.117 | 0.148 | 0.116 | 0.044 | 0.189
708 | 0.081808 | 0.01242 | 0.96825 | 0.38034 | 0.090964 | 0.056285 | 0.14926 | 0.55634 | 0.24559 | 0.32072 | 0.049009 | 0.157 | 0.158 | 0.203 | 0.18025 | 0.069 | 0.292
709 | 0.095315 | 0.015738 | 0.96583 | 0.3881 | 0.10316 | 0.046287 | 0.14915 | 0.55056 | 0.22595 | 0.25138 | 0.055564 | 0.219 | 0.168 | 0.231 | 0.21925 | 0.089 | 0.338
710 | 0.10101 | 0.025603 | 0.9545 | 0.38864 | 0.11041 | 0.044997 | 0.12792 | 0.52246 | 0.18782 | 0.12395 | 0.059861 | 0.253 | 0.152 | 0.224 | 0.21325 | 0.096 | 0.28
711 | 0.11932 | 0.040817 | 0.93993 | 0.39615 | 0.12919 | 0.050365 | 0.09616 | 0.47338 | 0.16041 | 0.054469 | 0.063437 | 0.222 | 0.108 | 0.189 | 0.17975 | 0.113 | 0.195
712 | 0.17238 | 0.063304 | 0.90514 | 0.4173 | 0.17438 | 0.050747 | 0.077227 | 0.39359 | 0.14111 | 0.045864 | 0.074255 | 0.125 | 0.053 | 0.127 | 0.10975 | 0.096 | 0.091
713 | 0.26241 | 0.090455 | 0.8374 | 0.45051 | 0.25172 | 0.06942 | 0.090783 | 0.33244 | 0.14433 | 0.065012 | 0.11043 | 0.025 | 0.007 | 0.051 | 0.03025 | 0.033 | 0.012
714 | 0.35169 | 0.11636 | 0.72146 | 0.46443 | 0.32015 | 0.11627 | 0.10771 | 0.32107 | 0.17846 | 0.10809 | 0.1684 | 0 | 0 | 0.002 | 0.0005 | 0 | 0
715 | 0.41225 | 0.13944 | 0.63008 | 0.46139 | 0.34185 | 0.16653 | 0.11729 | 0.30418 | 0.19937 | 0.12774 | 0.19903 | 0 | 0 | 0 | 0 | 0 | 0
716 | 0.45417 | 0.1529 | 0.56491 | 0.45898 | 0.35785 | 0.20893 | 0.12302 | 0.281 | 0.20416 | 0.12798 | 0.19874 | 0 | 0 | 0 | 0 | 0 | 0
717 | 0.49052 | 0.15335 | 0.51494 | 0.46463 | 0.38842 | 0.23448 | 0.12457 | 0.26019 | 0.20626 | 0.13656 | 0.1938 | 0 | 0 | 0 | 0 | 0 | 0
718 | 0.51639 | 0.14458 | 0.48148 | 0.47188 | 0.41775 | 0.25577 | 0.12446 | 0.24508 | 0.21537 | 0.15548 | 0.20516 | 0 | 0 | 0 | 0 | 0 | 0
719 | 0.50183 | 0.12924 | 0.4654 | 0.4651 | 0.42808 | 0.27143 | 0.12366 | 0.23761 | 0.23062 | 0.18904 | 0.22438 | 0 | 0 | 0 | 0 | 0 | 0
720 | 0.46885 | 0.10597 | 0.45222 | 0.44139 | 0.40309 | 0.29056 | 0.12549 | 0.21858 | 0.24496 | 0.23583 | 0.23486 | 0 | 0 | 0 | 0 | 0 | 0
721 | 0.42421 | 0.083133 | 0.44782 | 0.4186 | 0.38377 | 0.28617 | 0.13127 | 0.1951 | 0.24782 | 0.26766 | 0.24235 | 0 | 0 | 0 | 0 | 0 | 0
722 | 0.37387 | 0.068918 | 0.45661 | 0.39559 | 0.3563 | 0.27053 | 0.13795 | 0.17737 | 0.2441 | 0.29558 | 0.23292 | 0 | 0 | 0 | 0 | 0 | 0
723 | 0.32843 | 0.062158 | 0.48002 | 0.37834 | 0.32658 | 0.25354 | 0.14658 | 0.16722 | 0.23497 | 0.29963 | 0.21949 | 0 | 0 | 0 | 0 | 0 | 0
724 | 0.30075 | 0.058362 | 0.50915 | 0.36814 | 0.29452 | 0.23303 | 0.15351 | 0.16789 | 0.22427 | 0.29092 | 0.20525 | 0 | 0 | 0 | 0 | 0 | 0
725 | 0.28533 | 0.05778 | 0.52792 | 0.36229 | 0.27363 | 0.22052 | 0.15338 | 0.17259 | 0.21141 | 0.25754 | 0.19501 | 0 | 0 | 0 | 0 | 0 | 0
726 | 0.26969 | 0.059237 | 0.49607 | 0.3375 | 0.24673 | 0.20342 | 0.1514 | 0.17369 | 0.19488 | 0.21923 | 0.18317 | 0 | 0 | 0 | 0 | 0 | 0
727 | 0.2476 | 0.06181 | 0.49024 | 0.31955 | 0.22079 | 0.1938 | 0.14897 | 0.1783 | 0.18604 | 0.19623 | 0.1758 | 0 | 0 | 0 | 0 | 0 | 0
728 | 0.21339 | 0.062422 | 0.58026 | 0.33003 | 0.19643 | 0.18791 | 0.15227 | 0.18636 | 0.18087 | 0.17997 | 0.16926 | 0 | 0 | 0 | 0 | 0 | 0
729 | 0.17118 | 0.061806 | 0.63658 | 0.32571 | 0.16937 | 0.17673 | 0.14219 | 0.19822 | 0.17413 | 0.16304 | 0.15854 | 0.005 | 0.035 | 0.016 | 0.008 | 0.008 | 0.003
730 | 0.11725 | 0.058049 | 0.58991 | 0.28198 | 0.13878 | 0.13608 | 0.11769 | 0.19603 | 0.14842 | 0.12562 | 0.13597 | 0.059 | 0.115 | 0.068 | 0.05975 | 0.067 | 0.045
731 | 0.072466 | 0.051937 | 0.66931 | 0.28385 | 0.10978 | 0.11626 | 0.12291 | 0.19096 | 0.12953 | 0.09724 | 0.11367 | 0.143 | 0.191 | 0.131 | 0.131 | 0.142 | 0.108
732 | 0.041993 | 0.047061 | 0.70132 | 0.2816 | 0.10148 | 0.1442 | 0.14857 | 0.23138 | 0.15726 | 0.13077 | 0.1227 | 0.217 | 0.246 | 0.187 | 0.1985 | 0.22 | 0.17
733 | 0.031819 | 0.044082 | 0.80343 | 0.30945 | 0.093112 | 0.16008 | 0.15848 | 0.28485 | 0.17916 | 0.15285 | 0.11889 | 0.248 | 0.266 | 0.214 | 0.227 | 0.262 | 0.184
734 | 0.038054 | 0.045355 | 0.8491 | 0.3235 | 0.083336 | 0.14885 | 0.14758 | 0.32445 | 0.18678 | 0.16641 | 0.10739 | 0.226 | 0.24 | 0.204 | 0.21375 | 0.258 | 0.167
735 | 0.053315 | 0.048731 | 0.8491 | 0.3254 | 0.073777 | 0.11259 | 0.12005 | 0.3476 | 0.17666 | 0.15596 | 0.090509 | 0.132 | 0.167 | 0.17 | 0.15 | 0.17 | 0.128
736 | 0.071557 | 0.051899 | 0.82718 | 0.32169 | 0.066341 | 0.074095 | 0.11332 | 0.34542 | 0.15952 | 0.14352 | 0.075048 | 0.059 | 0.079 | 0.109 | 0.084 | 0.101 | 0.067
737 | 0.082908 | 0.054035 | 0.85305 | 0.33442 | 0.067287 | 0.061397 | 0.139 | 0.35954 | 0.16681 | 0.17004 | 0.076251 | 0.014 | 0.009 | 0.042 | 0.02325 | 0.023 | 0.014
738 | 0.085459 | 0.057274 | 0.8924 | 0.34846 | 0.067507 | 0.066412 | 0.16579 | 0.4005 | 0.19 | 0.21322 | 0.079856 | 0 | 0 | 0.002 | 0.0005 | 0 | 0
739 | 0.096047 | 0.061938 | 0.87206 | 0.34455 | 0.065555 | 0.074454 | 0.16852 | 0.41027 | 0.2038 | 0.25323 | 0.077264 | 0 | 0 | 0 | 0 | 0 | 0
740 | 0.1429 | 0.065832 | 0.82492 | 0.34531 | 0.068112 | 0.081456 | 0.16797 | 0.39837 | 0.20509 | 0.26461 | 0.075917 | 0 | 0 | 0 | 0 | 0 | 0
741 | 0.28735 | 0.070151 | 0.77139 | 0.37891 | 0.078008 | 0.090942 | 0.16566 | 0.40708 | 0.2005 | 0.22317 | 0.080812 | 0 | 0 | 0 | 0 | 0 | 0
742 | 0.54354 | 0.073913 | 0.79056 | 0.47368 | 0.086938 | 0.10798 | 0.16045 | 0.42068 | 0.18929 | 0.13694 | 0.091578 | 0 | 0 | 0 | 0 | 0 | 0
743 | 0.72962 | 0.076417 | 0.83525 | 0.55425 | 0.097866 | 0.12762 | 0.15716 | 0.4169 | 0.18546 | 0.088913 | 0.10842 | 0 | 0 | 0 | 0 | 0 | 0
744 | 0.80447 | 0.080068 | 0.85818 | 0.59409 | 0.11964 | 0.16169 | 0.1478 | 0.42521 | 0.203 | 0.093082 | 0.132 | 0 | 0 | 0 | 0 | 0 | 0
745 | 0.84418 | 0.079998 | 0.84161 | 0.60985 | 0.14377 | 0.19769 | 0.1385 | 0.452 | 0.2387 | 0.15623 | 0.14887 | 0 | 0 | 0 | 0 | 0 | 0
746 | 0.85813 | 0.078266 | 0.84369 | 0.62393 | 0.16996 | 0.22945 | 0.1267 | 0.47104 | 0.27196 | 0.23417 | 0.15319 | 0 | 0 | 0 | 0 | 0 | 0
747 | 0.84993 | 0.075812 | 0.81001 | 0.61621 | 0.18868 | 0.24496 | 0.1161 | 0.47032 | 0.28096 | 0.25402 | 0.15454 | 0 | 0 | 0 | 0 | 0 | 0
748 | 0.82106 | 0.074832 | 0.8172 | 0.6178 | 0.21514 | 0.2546 | 0.10815 | 0.47052 | 0.2746 | 0.21356 | 0.15971 | 0 | 0 | 0 | 0 | 0 | 0
749 | 0.80682 | 0.072256 | 0.81877 | 0.62146 | 0.2388 | 0.26642 | 0.10094 | 0.47275 | 0.27166 | 0.18272 | 0.16477 | 0 | 0 | 0 | 0 | 0 | 0
750 | 0.79028 | 0.070471 | 0.81244 | 0.61447 | 0.24069 | 0.28536 | 0.097431 | 0.46923 | 0.26953 | 0.1557 | 0.16784 | 0 | 0 | 0 | 0 | 0 | 0
751 | 0.76649 | 0.07057 | 0.80006 | 0.59823 | 0.22815 | 0.3 | 0.098387 | 0.458 | 0.26859 | 0.14853 | 0.16782 | 0 | 0 | 0 | 0 | 0 | 0
752 | 0.73958 | 0.07247 | 0.78968 | 0.57094 | 0.18358 | 0.35035 | 0.10141 | 0.45718 | 0.28642 | 0.17124 | 0.16693 | 0 | 0 | 0 | 0 | 0 | 0
753 | 0.72121 | 0.07614 | 0.77701 | 0.54117 | 0.12529 | 0.34457 | 0.09762 | 0.44853 | 0.28586 | 0.20121 | 0.14914 | 0.002 | 0.047 | 0.017 | 0.007 | 0.009 | 0
754 | 0.72945 | 0.084449 | 0.73749 | 0.51446 | 0.076442 | 0.31239 | 0.079615 | 0.44611 | 0.27372 | 0.22023 | 0.11613 | 0.03 | 0.148 | 0.082 | 0.04725 | 0.061 | 0.016
755 | 0.71506 | 0.10563 | 0.72688 | 0.49864 | 0.053966 | 0.30113 | 0.073569 | 0.46844 | 0.26481 | 0.21408 | 0.075591 | 0.063 | 0.251 | 0.162 | 0.09275 | 0.113 | 0.033
756 | 0.68275 | 0.14914 | 0.85174 | 0.53859 | 0.081292 | 0.30888 | 0.091896 | 0.54344 | 0.28759 | 0.24896 | 0.049093 | 0.081 | 0.307 | 0.223 | 0.1255 | 0.143 | 0.055
757 | 0.71901 | 0.21488 | 0.92362 | 0.61511 | 0.20269 | 0.3105 | 0.11126 | 0.58476 | 0.31865 | 0.32401 | 0.055311 | 0.084 | 0.303 | 0.241 | 0.13425 | 0.145 | 0.067
758 | 0.79479 | 0.28339 | 0.93252 | 0.70095 | 0.37554 | 0.3054 | 0.12292 | 0.59856 | 0.34148 | 0.36073 | 0.10124 | 0.083 | 0.257 | 0.23 | 0.12675 | 0.135 | 0.059
759 | 0.84249 | 0.34576 | 0.91377 | 0.73427 | 0.44654 | 0.31188 | 0.11585 | 0.59222 | 0.35512 | 0.34566 | 0.17071 | 0.068 | 0.178 | 0.192 | 0.10225 | 0.106 | 0.043
760 | 0.79902 | 0.39502 | 0.88153 | 0.69849 | 0.41493 | 0.3307 | 0.11164 | 0.5569 | 0.35232 | 0.30632 | 0.21537 | 0.04 | 0.082 | 0.132 | 0.068 | 0.071 | 0.029
761 | 0.73247 | 0.43305 | 0.81563 | 0.64698 | 0.39284 | 0.37276 | 0.14983 | 0.52562 | 0.35706 | 0.29173 | 0.23812 | 0.01 | 0.01 | 0.058 | 0.0225 | 0.014 | 0.008
762 | 0.70322 | 0.44347 | 0.77139 | 0.63775 | 0.43866 | 0.42285 | 0.19103 | 0.52227 | 0.37986 | 0.30522 | 0.26911 | 0 | 0 | 0.004 | 0.001 | 0 | 0
763 | 0.70949 | 0.4333 | 0.78251 | 0.65073 | 0.46018 | 0.41028 | 0.21081 | 0.50498 | 0.37412 | 0.3036 | 0.27763 | 0 | 0 | 0 | 0 | 0 | 0
764 | 0.72783 | 0.4325 | 0.76177 | 0.65479 | 0.47477 | 0.39253 | 0.21332 | 0.48905 | 0.37131 | 0.31923 | 0.28442 | 0 | 0 | 0 | 0 | 0 | 0
765 | 0.75274 | 0.45219 | 0.71596 | 0.65747 | 0.50371 | 0.36486 | 0.21235 | 0.47429 | 0.38189 | 0.37729 | 0.3111 | 0 | 0 | 0 | 0 | 0 | 0
766 | 0.77512 | 0.48395 | 0.64429 | 0.65141 | 0.53482 | 0.37101 | 0.21049 | 0.44789 | 0.39603 | 0.42443 | 0.3408 | 0 | 0 | 0 | 0 | 0 | 0
767 | 0.77572 | 0.50617 | 0.57191 | 0.63486 | 0.55695 | 0.36996 | 0.2107 | 0.41296 | 0.39635 | 0.4395 | 0.36298 | 0 | 0 | 0 | 0 | 0 | 0
768 | 0.75039 | 0.5054 | 0.49607 | 0.60538 | 0.56968 | 0.37151 | 0.21432 | 0.37631 | 0.38394 | 0.41959 | 0.36834 | 0 | 0 | 0 | 0 | 0 | 0
769 | 0.69618 | 0.47702 | 0.423 | 0.55812 | 0.55518 | 0.35915 | 0.21221 | 0.3332 | 0.35586 | 0.38106 | 0.35001 | 0 | 0 | 0 | 0 | 0 | 0
770 | 0.63309 | 0.44415 | 0.33888 | 0.50116 | 0.53149 | 0.3285 | 0.21095 | 0.2945 | 0.33213 | 0.366 | 0.33953 | 0 | 0 | 0 | 0 | 0 | 0
771 | 0.58668 | 0.41436 | 0.25277 | 0.44674 | 0.50077 | 0.33494 | 0.20838 | 0.25953 | 0.31892 | 0.3622 | 0.319 | 0 | 0 | 0 | 0 | 0 | 0
772 | 0.552 | 0.39231 | 0.16329 | 0.40112 | 0.48807 | 0.31609 | 0.21049 | 0.22911 | 0.30008 | 0.35506 | 0.30006 | 0 | 0 | 0 | 0 | 0 | 0
773 | 0.53033 | 0.37524 | 0.10837 | 0.37673 | 0.4915 | 0.29332 | 0.20888 | 0.20042 | 0.27617 | 0.32504 | 0.28588 | 0 | 0 | 0 | 0 | 0 | 0
774 | 0.50936 | 0.37956 | 0.077088 | 0.36264 | 0.50148 | 0.30394 | 0.21185 | 0.17517 | 0.27495 | 0.34184 | 0.27886 | 0 | 0 | 0 | 0 | 0 | 0
775 | 0.46916 | 0.40084 | 0.05184 | 0.34114 | 0.50241 | 0.30596 | 0.21119 | 0.15772 | 0.26837 | 0.3233 | 0.28651 | 0 | 0 | 0 | 0 | 0 | 0
776 | 0.42697 | 0.41607 | 0.031932 | 0.31063 | 0.473 | 0.29156 | 0.21785 | 0.14135 | 0.25872 | 0.32473 | 0.27726 | 0 | 0 | 0 | 0 | 0 | 0
777 | 0.40677 | 0.4182 | 0.019251 | 0.28847 | 0.43939 | 0.27237 | 0.21786 | 0.12466 | 0.25154 | 0.34191 | 0.26723 | 0.007 | 0.025 | 0.032 | 0.013 | 0.01 | 0.003
778 | 0.39283 | 0.40029 | 0.015379 | 0.2712 | 0.40537 | 0.23947 | 0.20206 | 0.096935 | 0.22623 | 0.31803 | 0.25049 | 0.072 | 0.089 | 0.132 | 0.079 | 0.072 | 0.04
779 | 0.38621 | 0.36813 | 0.00902 | 0.26169 | 0.38983 | 0.23874 | 0.20319 | 0.096564 | 0.23015 | 0.34109 | 0.2442 | 0.168 | 0.153 | 0.251 | 0.17725 | 0.194 | 0.096
780 | 0.37359 | 0.3415 | 0.00902 | 0.25807 | 0.39159 | 0.28664 | 0.23415 | 0.10683 | 0.25867 | 0.38279 | 0.25841 | 0.24 | 0.187 | 0.329 | 0.279 | 0.405 | 0.142
781 | 0.347 | 0.32477 | 0.02836 | 0.26961 | 0.43347 | 0.28851 | 0.26678 | 0.11015 | 0.26667 | 0.38163 | 0.2864 | 0.261 | 0.191 | 0.341 | 0.32525 | 0.521 | 0.178
782 | 0.30461 | 0.30884 | 0.04341 | 0.26488 | 0.44662 | 0.26778 | 0.26406 | 0.10934 | 0.25393 | 0.36252 | 0.27606 | 0.211 | 0.173 | 0.317 | 0.29275 | 0.502 | 0.141
783 | 0.25248 | 0.27816 | 0.061005 | 0.23798 | 0.40046 | 0.23488 | 0.23623 | 0.10053 | 0.21712 | 0.29875 | 0.23433 | 0.161 | 0.124 | 0.262 | 0.2275 | 0.399 | 0.088
784 | 0.2025 | 0.24111 | 0.098007 | 0.20664 | 0.31942 | 0.17705 | 0.22392 | 0.081484 | 0.16793 | 0.22542 | 0.18776 | 0.102 | 0.064 | 0.176 | 0.1495 | 0.271 | 0.049
785 | 0.17726 | 0.21196 | 0.14474 | 0.20024 | 0.27872 | 0.16665 | 0.23177 | 0.068239 | 0.15807 | 0.22601 | 0.17136 | 0.03 | 0.01 | 0.07 | 0.0495 | 0.088 | 0.01
786 | 0.16571 | 0.20296 | 0.18831 | 0.20417 | 0.2585 | 0.19664 | 0.23634 | 0.068974 | 0.17681 | 0.26902 | 0.17262 | 0 | 0 | 0.003 | 0.00075 | 0 | 0
787 | 0.15398 | 0.22019 | 0.23134 | 0.20844 | 0.24 | 0.20539 | 0.22517 | 0.065978 | 0.18589 | 0.29226 | 0.17994 | 0 | 0 | 0 | 0 | 0 | 0
788 | 0.14389 | 0.24424 | 0.26012 | 0.21337 | 0.2361 | 0.1982 | 0.21618 | 0.059842 | 0.18039 | 0.27381 | 0.1897 | 0 | 0 | 0 | 0 | 0 | 0
789 | 0.13076 | 0.25931 | 0.26758 | 0.21181 | 0.2371 | 0.17768 | 0.20548 | 0.053266 | 0.16767 | 0.23741 | 0.20231 | 0 | 0 | 0 | 0 | 0 | 0
790 | 0.1158 | 0.25908 | 0.26012 | 0.20345 | 0.23442 | 0.15558 | 0.20248 | 0.048132 | 0.15544 | 0.21127 | 0.20677 | 0 | 0 | 0 | 0 | 0 | 0
791 | 0.10418 | 0.2441 | 0.28537 | 0.20415 | 0.2229 | 0.13905 | 0.19984 | 0.045491 | 0.14288 | 0.18726 | 0.1997 | 0 | 0 | 0 | 0 | 0 | 0
792 | 0.092611 | 0.21917 | 0.31167 | 0.20488 | 0.21036 | 0.12391 | 0.19224 | 0.044202 | 0.12582 | 0.14862 | 0.18657 | 0 | 0 | 0 | 0 | 0 | 0
793 | 0.076418 | 0.1869 | 0.31839 | 0.19761 | 0.19804 | 0.11085 | 0.18045 | 0.042882 | 0.111 | 0.11406 | 0.1762 | 0 | 0 | 0 | 0 | 0 | 0
794 | 0.06242 | 0.15316 | 0.31167 | 0.1846 | 0.17973 | 0.0977 | 0.17391 | 0.042244 | 0.09491 | 0.080516 | 0.15918 | 0 | 0 | 0 | 0 | 0 | 0
795 | 0.0508 | 0.12176 | 0.26883 | 0.15895 | 0.15721 | 0.086117 | 0.16934 | 0.042757 | 0.079902 | 0.052681 | 0.13805 | 0 | 0 | 0 | 0 | 0 | 0
796 | 0.042828 | 0.096483 | 0.20428 | 0.127 | 0.13388 | 0.077623 | 0.16482 | 0.043033 | 0.067843 | 0.033058 | 0.11766 | 0 | 0 | 0 | 0 | 0 | 0
797 | 0.03743 | 0.088038 | 0.14835 | 0.098752 | 0.11048 | 0.070988 | 0.1566 | 0.043891 | 0.058307 | 0.018669 | 0.099681 | 0 | 0 | 0 | 0 | 0 | 0
798 | 0.033917 | 0.09448 | 0.10386 | 0.074682 | 0.086272 | 0.066598 | 0.14987 | 0.045071 | 0.050912 | 0.0086 | 0.083378 | 0 | 0 | 0 | 0 | 0 | 0
799 | 0.030674 | 0.10418 | 0.077721 | 0.058575 | 0.067331 | 0.061939 | 0.14222 | 0.047087 | 0.045346 | 0.003195 | 0.069162 | 0 | 0 | 0 | 0 | 0 | 0
800 | 0.029773 | 0.11679 | 0.058783 | 0.047398 | 0.053637 | 0.056122 | 0.13564 | 0.047935 | 0.040515 | 0.00064 | 0.057362 | 0 | 0 | 0 | 0 | 0 | 0
801 | 0.027747 | 0.12962 | 0.04979 | 0.04045 | 0.043814 | 0.049366 | 0.12793 | 0.047069 | 0.036262 | 8e-06 | 0.048605 | 0.013 | 0.044 | 0.024 | 0.01525 | 0.017 | 0.007
802 | 0.027371 | 0.14263 | 0.04061 | 0.035206 | 0.037638 | 0.033385 | 0.11162 | 0.039301 | 0.028861 | 5e-06 | 0.042751 | 0.092 | 0.127 | 0.093 | 0.08575 | 0.098 | 0.06
803 | 0.028469 | 0.15488 | 0.032754 | 0.032294 | 0.03566 | 0.019474 | 0.11815 | 0.033389 | 0.022316 | 2e-06 | 0.0364 | 0.18 | 0.212 | 0.173 | 0.173 | 0.199 | 0.14
804 | 0.031644 | 0.16607 | 0.044844 | 0.040721 | 0.045676 | 0.016508 | 0.12067 | 0.039316 | 0.023684 | 4e-06 | 0.03891 | 0.246 | 0.269 | 0.231 | 0.248 | 0.294 | 0.221
805 | 0.039693 | 0.19381 | 0.059334 | 0.055472 | 0.067389 | 0.014625 | 0.1196 | 0.049118 | 0.028546 | 0.000107 | 0.050335 | 0.258 | 0.282 | 0.25 | 0.2725 | 0.331 | 0.251
806 | 0.056346 | 0.23374 | 0.093042 | 0.082271 | 0.097424 | 0.014524 | 0.10655 | 0.061907 | 0.035101 | 0.001047 | 0.062926 | 0.222 | 0.254 | 0.229 | 0.24825 | 0.327 | 0.215
807 | 0.089963 | 0.27339 | 0.15201 | 0.1236 | 0.12885 | 0.017032 | 0.085111 | 0.080178 | 0.044279 | 0.00469 | 0.075217 | 0.163 | 0.183 | 0.186 | 0.19975 | 0.282 | 0.168
808 | 0.14527 | 0.30876 | 0.25521 | 0.18766 | 0.16251 | 0.021378 | 0.070653 | 0.098215 | 0.054499 | 0.011093 | 0.087311 | 0.094 | 0.097 | 0.126 | 0.127 | 0.195 | 0.093
809 | 0.20878 | 0.34285 | 0.35279 | 0.26241 | 0.22566 | 0.032108 | 0.080272 | 0.11565 | 0.072684 | 0.021343 | 0.12163 | 0.031 | 0.018 | 0.055 | 0.04425 | 0.064 | 0.027
810 | 0.25906 | 0.36831 | 0.48294 | 0.34315 | 0.28744 | 0.052811 | 0.09444 | 0.15036 | 0.10317 | 0.038866 | 0.17063 | 0 | 0 | 0.004 | 0.001 | 0 | 0
811 | 0.28354 | 0.36577 | 0.61292 | 0.40411 | 0.31587 | 0.082071 | 0.093795 | 0.18672 | 0.13571 | 0.06567 | 0.2084 | 0 | 0 | 0 | 0 | 0 | 0
812 | 0.28986 | 0.33908 | 0.62221 | 0.40555 | 0.30458 | 0.11273 | 0.085404 | 0.20403 | 0.15799 | 0.095552 | 0.21964 | 0 | 0 | 0 | 0 | 0 | 0
813 | 0.28705 | 0.30241 | 0.60621 | 0.39035 | 0.27778 | 0.13923 | 0.078389 | 0.21112 | 0.17184 | 0.1186 | 0.21843 | 0 | 0 | 0 | 0 | 0 | 0
814 | 0.27604 | 0.26246 | 0.59401 | 0.37233 | 0.24694 | 0.159 | 0.071381 | 0.22021 | 0.1798 | 0.13399 | 0.206 | 0 | 0 | 0 | 0 | 0 | 0
815 | 0.27312 | 0.2155 | 0.63008 | 0.37138 | 0.21093 | 0.1714 | 0.068099 | 0.23944 | 0.1876 | 0.15317 | 0.18638 | 0 | 0 | 0 | 0 | 0 | 0
816 | 0.27124 | 0.16358 | 0.61292 | 0.35237 | 0.17294 | 0.15994 | 0.065818 | 0.25947 | 0.18901 | 0.17649 | 0.16013 | 0 | 0 | 0 | 0 | 0 | 0
817 | 0.26209 | 0.1213 | 0.62484 | 0.34167 | 0.13807 | 0.14813 | 0.063763 | 0.2642 | 0.18661 | 0.20667 | 0.12745 | 0 | 0 | 0 | 0 | 0 | 0
818 | 0.23887 | 0.091427 | 0.61691 | 0.32302 | 0.11329 | 0.13754 | 0.059553 | 0.26527 | 0.18498 | 0.24073 | 0.096378 | 0 | 0 | 0 | 0 | 0 | 0
819 | 0.2117 | 0.071249 | 0.62484 | 0.31167 | 0.098457 | 0.12442 | 0.056328 | 0.27191 | 0.19004 | 0.29571 | 0.068142 | 0 | 0 | 0 | 0 | 0 | 0
820 | 0.1872 | 0.057488 | 0.64044 | 0.31011 | 0.10269 | 0.1027 | 0.054358 | 0.27114 | 0.18379 | 0.31236 | 0.048937 | 0 | 0 | 0 | 0 | 0 | 0
821 | 0.16846 | 0.049515 | 0.64684 | 0.31224 | 0.12141 | 0.083323 | 0.050649 | 0.27041 | 0.17473 | 0.30419 | 0.040997 | 0 | 0 | 0 | 0 | 0 | 0
822 | 0.16581 | 0.044827 | 0.65317 | 0.32117 | 0.14453 | 0.06898 | 0.04935 | 0.26027 | 0.1768 | 0.33641 | 0.041535 | 0 | 0 | 0 | 0 | 0 | 0
823 | 0.18254 | 0.043163 | 0.66191 | 0.33347 | 0.15596 | 0.058778 | 0.047846 | 0.24996 | 0.17299 | 0.33812 | 0.045118 | 0 | 0 | 0 | 0 | 0 | 0
824 | 0.18737 | 0.043149 | 0.66562 | 0.3327 | 0.1451 | 0.054462 | 0.046165 | 0.25015 | 0.16963 | 0.32726 | 0.046666 | 0 | 0 | 0 | 0 | 0 | 0
825 | 0.18087 | 0.044413 | 0.65943 | 0.32277 | 0.12802 | 0.048078 | 0.040075 | 0.25361 | 0.15752 | 0.28379 | 0.044624 | 0.021 | 0.068 | 0.031 | 0.02575 | 0.034 | 0.017
826 | 0.17612 | 0.04508 | 0.69902 | 0.32912 | 0.11222 | 0.040608 | 0.033716 | 0.26171 | 0.13555 | 0.20151 | 0.038381 | 0.125 | 0.192 | 0.138 | 0.13775 | 0.184 | 0.104
827 | 0.17571 | 0.046904 | 0.71486 | 0.33041 | 0.10065 | 0.034505 | 0.035809 | 0.30005 | 0.13896 | 0.18922 | 0.03208 | 0.248 | 0.326 | 0.263 | 0.268 | 0.368 | 0.193
828 | 0.18183 | 0.05052 | 0.81244 | 0.36262 | 0.093596 | 0.045421 | 0.038198 | 0.35985 | 0.15982 | 0.19701 | 0.037013 | 0.342 | 0.4 | 0.356 | 0.3695 | 0.51 | 0.27
829 | 0.18338 | 0.05342 | 0.88367 | 0.38562 | 0.089815 | 0.062519 | 0.042738 | 0.41474 | 0.18151 | 0.20664 | 0.042146 | 0.385 | 0.396 | 0.391 | 0.4135 | 0.579 | 0.299
830 | 0.19286 | 0.057191 | 0.90824 | 0.39647 | 0.088311 | 0.076791 | 0.048848 | 0.44826 | 0.19868 | 0.22125 | 0.048431 | 0.369 | 0.347 | 0.368 | 0.4005 | 0.583 | 0.282
831 | 0.20019 | 0.064497 | 0.91039 | 0.40067 | 0.091421 | 0.092879 | 0.052969 | 0.46726 | 0.20694 | 0.21196 | 0.055656 | 0.307 | 0.26 | 0.303 | 0.3365 | 0.514 | 0.222
832 | 0.21916 | 0.076224 | 0.90379 | 0.40946 | 0.10544 | 0.097229 | 0.050822 | 0.45552 | 0.19286 | 0.15143 | 0.06726 | 0.178 | 0.139 | 0.204 | 0.21875 | 0.352 | 0.141
833 | 0.25471 | 0.085579 | 0.87378 | 0.4189 | 0.12819 | 0.12712 | 0.056111 | 0.42783 | 0.19562 | 0.13594 | 0.09159 | 0.056 | 0.026 | 0.091 | 0.078 | 0.124 | 0.041
834 | 0.28533 | 0.087756 | 0.84231 | 0.42522 | 0.14802 | 0.17281 | 0.066901 | 0.43749 | 0.21702 | 0.13761 | 0.12016 | 0 | 0 | 0.009 | 0.00225 | 0 | 0
835 | 0.29332 | 0.086461 | 0.82718 | 0.42272 | 0.14768 | 0.1936 | 0.066359 | 0.44854 | 0.22378 | 0.118 | 0.13495 | 0 | 0 | 0 | 0 | 0 | 0
836 | 0.28939 | 0.079396 | 0.75784 | 0.39172 | 0.12793 | 0.19641 | 0.05683 | 0.42848 | 0.21229 | 0.0928 | 0.13148 | 0 | 0 | 0 | 0 | 0 | 0
837 | 0.26414 | 0.072974 | 0.73116 | 0.3633 | 0.094613 | 0.1901 | 0.044764 | 0.41156 | 0.19801 | 0.078539 | 0.11182 | 0 | 0 | 0 | 0 | 0 | 0
838 | 0.22945 | 0.068472 | 0.71817 | 0.33647 | 0.061805 | 0.16897 | 0.033974 | 0.38285 | 0.17925 | 0.078118 | 0.087079 | 0 | 0 | 0 | 0 | 0 | 0
839 | 0.19346 | 0.077271 | 0.71596 | 0.31581 | 0.038015 | 0.14347 | 0.027843 | 0.35482 | 0.16319 | 0.08826 | 0.066192 | 0 | 0 | 0 | 0 | 0 | 0
840 | 0.16326 | 0.096481 | 0.65568 | 0.28108 | 0.024298 | 0.12687 | 0.024996 | 0.34119 | 0.15766 | 0.11262 | 0.049951 | 0 | 0 | 0 | 0 | 0 | 0
841 | 0.13509 | 0.11381 | 0.63269 | 0.26322 | 0.021883 | 0.11171 | 0.023831 | 0.33761 | 0.15847 | 0.1442 | 0.040342 | 0 | 0 | 0 | 0 | 0 | 0
842 | 0.099906 | 0.12263 | 0.58716 | 0.23704 | 0.024046 | 0.10086 | 0.023519 | 0.33899 | 0.16467 | 0.18438 | 0.034434 | 0 | 0 | 0 | 0 | 0 | 0
843 | 0.065887 | 0.14468 | 0.59538 | 0.22904 | 0.025843 | 0.091038 | 0.025046 | 0.33764 | 0.17475 | 0.23956 | 0.030778 | 0 | 0 | 0 | 0 | 0 | 0
844 | 0.045362 | 0.15896 | 0.61024 | 0.23282 | 0.04286 | 0.08311 | 0.026951 | 0.33215 | 0.18146 | 0.27305 | 0.037524 | 0 | 0 | 0 | 0 | 0 | 0
845 | 0.04664 | 0.18282 | 0.55787 | 0.22502 | 0.070547 | 0.072126 | 0.029127 | 0.3209 | 0.18132 | 0.28288 | 0.049355 | 0 | 0 | 0 | 0 | 0 | 0
846 | 0.059898 | 0.19842 | 0.60216 | 0.25523 | 0.10361 | 0.059037 | 0.032638 | 0.3262 | 0.18559 | 0.29037 | 0.066758 | 0 | 0 | 0 | 0 | 0 | 0
847 | 0.082837 | 0.19978 | 0.62877 | 0.29026 | 0.15918 | 0.051765 | 0.037483 | 0.33916 | 0.19728 | 0.30893 | 0.089273 | 0 | 0 | 0 | 0 | 0 | 0
848 | 0.10643 | 0.22301 | 0.60081 | 0.31202 | 0.22881 | 0.048244 | 0.043482 | 0.34356 | 0.19983 | 0.29577 | 0.11172 | 0 | 0 | 0 | 0 | 0 | 0
849 | 0.12884 | 0.22731 | 0.65064 | 0.35843 | 0.2958 | 0.042528 | 0.047165 | 0.35029 | 0.19945 | 0.2704 | 0.13457 | 0.016 | 0.048 | 0.041 | 0.02575 | 0.03 | 0.016
850 | 0.17028 | 0.23017 | 0.66067 | 0.38895 | 0.33589 | 0.044098 | 0.048318 | 0.3624 | 0.19971 | 0.25271 | 0.13964 | 0.101 | 0.159 | 0.161 | 0.13625 | 0.19 | 0.093
851 | 0.24882 | 0.21332 | 0.65064 | 0.4167 | 0.35065 | 0.067328 | 0.068421 | 0.42862 | 0.23725 | 0.28659 | 0.16648 | 0.198 | 0.274 | 0.286 | 0.26025 | 0.372 | 0.185
852 | 0.33733 | 0.17702 | 0.69439 | 0.46073 | 0.35046 | 0.11515 | 0.08959 | 0.48621 | 0.29571 | 0.38409 | 0.1974 | 0.242 | 0.345 | 0.368 | 0.34075 | 0.508 | 0.245
853 | 0.42245 | 0.14474 | 0.71707 | 0.4886 | 0.32628 | 0.18268 | 0.10586 | 0.52659 | 0.34099 | 0.44314 | 0.21154 | 0.264 | 0.35 | 0.384 | 0.37725 | 0.569 | 0.292
854 | 0.47623 | 0.11464 | 0.70588 | 0.50043 | 0.31917 | 0.27648 | 0.12597 | 0.54727 | 0.38563 | 0.49566 | 0.22313 | 0.26 | 0.307 | 0.351 | 0.364 | 0.545 | 0.3
855 | 0.5083 | 0.098467 | 0.69556 | 0.50716 | 0.31764 | 0.35361 | 0.14306 | 0.56126 | 0.41669 | 0.5212 | 0.23067 | 0.23 | 0.216 | 0.286 | 0.3115 | 0.48 | 0.25
856 | 0.51393 | 0.091324 | 0.61691 | 0.48155 | 0.3138 | 0.35247 | 0.14259 | 0.56261 | 0.40224 | 0.47673 | 0.21716 | 0.151 | 0.108 | 0.196 | 0.1885 | 0.258 | 0.149
857 | 0.52129 | 0.098822 | 0.5308 | 0.45958 | 0.32667 | 0.33764 | 0.17251 | 0.5428 | 0.39572 | 0.48679 | 0.21564 | 0.054 | 0.019 | 0.088 | 0.065 | 0.078 | 0.04
858 | 0.52927 | 0.11384 | 0.65064 | 0.51168 | 0.35513 | 0.4096 | 0.22962 | 0.56603 | 0.46792 | 0.64163 | 0.25443 | 0 | 0 | 0.009 | 0.00225 | 0 | 0
859 | 0.53276 | 0.11703 | 0.70017 | 0.53635 | 0.3761 | 0.46504 | 0.25126 | 0.57655 | 0.51268 | 0.73114 | 0.27799 | 0 | 0 | 0 | 0 | 0 | 0
860 | 0.52832 | 0.11575 | 0.71374 | 0.54458 | 0.39166 | 0.49857 | 0.24809 | 0.57818 | 0.52849 | 0.74844 | 0.28879 | 0 | 0 | 0 | 0 | 0 | 0
861 | 0.53509 | 0.11529 | 0.6838 | 0.54832 | 0.42609 | 0.52062 | 0.23454 | 0.58806 | 0.54086 | 0.75403 | 0.30075 | 0 | 0 | 0 | 0 | 0 | 0
862 | 0.56978 | 0.11456 | 0.65943 | 0.56834 | 0.4758 | 0.50857 | 0.22177 | 0.58901 | 0.53915 | 0.73342 | 0.32562 | 0 | 0 | 0 | 0 | 0 | 0
863 | 0.61821 | 0.11179 | 0.69089 | 0.60962 | 0.51977 | 0.49379 | 0.20714 | 0.58328 | 0.52681 | 0.67482 | 0.35536 | 0 | 0 | 0 | 0 | 0 | 0
864 | 0.66595 | 0.10348 | 0.72146 | 0.64164 | 0.5375 | 0.47434 | 0.18916 | 0.57968 | 0.52489 | 0.68429 | 0.36124 | 0 | 0 | 0 | 0 | 0 | 0
865 | 0.70126 | 0.091839 | 0.73958 | 0.6546 | 0.52298 | 0.47351 | 0.17543 | 0.59713 | 0.52878 | 0.70945 | 0.33503 | 0 | 0 | 0 | 0 | 0 | 0
866 | 0.71879 | 0.081289 | 0.76079 | 0.66258 | 0.50816 | 0.48458 | 0.16488 | 0.6121 | 0.53412 | 0.73188 | 0.30791 | 0 | 0 | 0 | 0 | 0 | 0
867 | 0.73604 | 0.074424 | 0.76565 | 0.66764 | 0.50123 | 0.495 | 0.15426 | 0.61125 | 0.53147 | 0.71894 | 0.30071 | 0 | 0 | 0 | 0 | 0 | 0
868 | 0.75656 | 0.068784 | 0.80259 | 0.69176 | 0.51612 | 0.48506 | 0.15286 | 0.60938 | 0.52286 | 0.69297 | 0.30402 | 0 | 0 | 0 | 0 | 0 | 0
869 | 0.76538 | 0.062295 | 0.81642 | 0.70781 | 0.54163 | 0.47094 | 0.16317 | 0.60699 | 0.51977 | 0.69566 | 0.30547 | 0 | 0 | 0 | 0 | 0 | 0
870 | 0.76818 | 0.053265 | 0.83015 | 0.71219 | 0.53823 | 0.45724 | 0.1677 | 0.60576 | 0.51415 | 0.69679 | 0.29682 | 0 | 0 | 0 | 0 | 0 | 0
871 | 0.76177 | 0.041694 | 0.81642 | 0.70586 | 0.53938 | 0.45736 | 0.17126 | 0.60908 | 0.50927 | 0.68501 | 0.28562 | 0 | 0 | 0 | 0 | 0 | 0
872 | 0.76459 | 0.031203 | 0.79056 | 0.70118 | 0.54838 | 0.46192 | 0.16847 | 0.61065 | 0.51912 | 0.69857 | 0.30535 | 0 | 0.001 | 0 | 0 | 0 | 0
873 | 0.75346 | 0.024433 | 0.75784 | 0.6744 | 0.51192 | 0.5051 | 0.16919 | 0.61376 | 0.53892 | 0.72755 | 0.30927 | 0.045 | 0.088 | 0.042 | 0.04825 | 0.051 | 0.055
874 | 0.74723 | 0.020374 | 0.76662 | 0.6629 | 0.47487 | 0.57037 | 0.18535 | 0.6489 | 0.55034 | 0.68644 | 0.29567 | 0.207 | 0.227 | 0.171 | 0.22525 | 0.226 | 0.297
875 | 0.73628 | 0.017879 | 0.89917 | 0.69978 | 0.46387 | 0.6386 | 0.20195 | 0.71919 | 0.60028 | 0.73906 | 0.30426 | 0.376 | 0.376 | 0.299 | 0.3845 | 0.393 | 0.47
876 | 0.72506 | 0.016714 | 0.90648 | 0.69943 | 0.46675 | 0.67716 | 0.20176 | 0.73687 | 0.63945 | 0.82084 | 0.32294 | 0.483 | 0.482 | 0.393 | 0.486 | 0.519 | 0.549
877 | 0.71163 | 0.018818 | 0.90424 | 0.69102 | 0.45717 | 0.68635 | 0.19678 | 0.73683 | 0.64232 | 0.82268 | 0.3234 | 0.528 | 0.529 | 0.435 | 0.529 | 0.586 | 0.567
878 | 0.69604 | 0.023595 | 0.90196 | 0.67608 | 0.43023 | 0.68276 | 0.19039 | 0.73765 | 0.63353 | 0.803 | 0.31071 | 0.519 | 0.494 | 0.423 | 0.5185 | 0.611 | 0.521
879 | 0.68078 | 0.030055 | 0.9015 | 0.66082 | 0.40017 | 0.662 | 0.1824 | 0.73865 | 0.6173 | 0.7776 | 0.29096 | 0.456 | 0.392 | 0.367 | 0.45275 | 0.559 | 0.429
880 | 0.66619 | 0.038131 | 0.90057 | 0.64754 | 0.37585 | 0.61427 | 0.1649 | 0.72632 | 0.58949 | 0.76142 | 0.25594 | 0.333 | 0.231 | 0.266 | 0.32675 | 0.426 | 0.282
881 | 0.66488 | 0.048675 | 0.89339 | 0.64574 | 0.37896 | 0.58316 | 0.15623 | 0.70164 | 0.57099 | 0.7576 | 0.24155 | 0.147 | 0.054 | 0.129 | 0.14275 | 0.195 | 0.1
882 | 0.68378 | 0.056571 | 0.88099 | 0.65542 | 0.4015 | 0.56701 | 0.16049 | 0.68954 | 0.57111 | 0.76457 | 0.26331 | 0.001 | 0 | 0.015 | 0.00425 | 0.001 | 0
883 | 0.69277 | 0.064969 | 0.85628 | 0.63884 | 0.36749 | 0.51555 | 0.15029 | 0.6782 | 0.54724 | 0.73821 | 0.25699 | 0 | 0 | 0 | 0 | 0 | 0
884 | 0.66686 | 0.074265 | 0.81642 | 0.59748 | 0.30917 | 0.49794 | 0.13365 | 0.66244 | 0.52892 | 0.72956 | 0.22572 | 0 | 0 | 0 | 0 | 0 | 0
885 | 0.61734 | 0.083373 | 0.77608 | 0.55085 | 0.25913 | 0.47228 | 0.118 | 0.63781 | 0.50567 | 0.7175 | 0.19507 | 0 | 0 | 0 | 0 | 0 | 0
886 | 0.56951 | 0.094587 | 0.74984 | 0.5133 | 0.22055 | 0.43619 | 0.10315 | 0.60644 | 0.46962 | 0.66365 | 0.17221 | 0 | 0 | 0 | 0 | 0 | 0
887 | 0.53675 | 0.11179 | 0.72037 | 0.48572 | 0.20006 | 0.40223 | 0.091604 | 0.57581 | 0.443 | 0.63591 | 0.15806 | 0 | 0 | 0 | 0 | 0 | 0
888 | 0.50747 | 0.13715 | 0.72902 | 0.47161 | 0.17835 | 0.37149 | 0.083018 | 0.55325 | 0.41858 | 0.60702 | 0.14256 | 0 | 0 | 0 | 0 | 0 | 0
889 | 0.47496 | 0.16182 | 0.73644 | 0.4518 | 0.14399 | 0.33926 | 0.078765 | 0.5318 | 0.39214 | 0.57335 | 0.12413 | 0 | 0 | 0 | 0 | 0 | 0
890 | 0.43702 | 0.18079 | 0.73749 | 0.42777 | 0.1088 | 0.31058 | 0.078093 | 0.51559 | 0.36893 | 0.54295 | 0.1066 | 0 | 0 | 0 | 0 | 0 | 0
891 | 0.40125 | 0.20239 | 0.74882 | 0.40961 | 0.078745 | 0.28954 | 0.081399 | 0.50303 | 0.35227 | 0.52589 | 0.090639 | 0 | 0 | 0 | 0 | 0 | 0
892 | 0.35883 | 0.2346 | 0.75186 | 0.3876 | 0.052107 | 0.26412 | 0.088661 | 0.48795 | 0.3367 | 0.51887 | 0.075839 | 0 | 0 | 0 | 0 | 0 | 0
893 | 0.29502 | 0.27824 | 0.77701 | 0.36744 | 0.030284 | 0.24178 | 0.099074 | 0.46514 | 0.32162 | 0.51538 | 0.064179 | 0 | 0 | 0 | 0 | 0 | 0
894 | 0.2338 | 0.32515 | 0.79056 | 0.34946 | 0.024036 | 0.21987 | 0.11026 | 0.44063 | 0.30525 | 0.50004 | 0.06047 | 0 | 0 | 0 | 0 | 0 | 0
895 | 0.19476 | 0.3356 | 0.79231 | 0.33978 | 0.03226 | 0.1993 | 0.12191 | 0.4175 | 0.28944 | 0.47741 | 0.06354 | 0 | 0 | 0 | 0 | 0 | 0
896 | 0.17838 | 0.37672 | 0.79492 | 0.34142 | 0.05097 | 0.18191 | 0.13664 | 0.39298 | 0.273 | 0.44757 | 0.069518 | 0 | 0.002 | 0 | 0 | 0 | 0
897 | 0.1654 | 0.43718 | 0.78968 | 0.34339 | 0.07508 | 0.1572 | 0.15263 | 0.35691 | 0.24925 | 0.40581 | 0.077076 | 0.065 | 0.11 | 0.077 | 0.05975 | 0.047 | 0.05
898 | 0.14661 | 0.4702 | 0.76079 | 0.33764 | 0.10552 | 0.10037 | 0.15284 | 0.32716 | 0.20087 | 0.29256 | 0.083387 | 0.238 | 0.25 | 0.258 | 0.22675 | 0.239 | 0.172
899 | 0.13052 | 0.49444 | 0.85435 | 0.37304 | 0.13425 | 0.082719 | 0.16511 | 0.36936 | 0.17771 | 0.17072 | 0.088036 | 0.383 | 0.36 | 0.406 | 0.35925 | 0.408 | 0.24
900 | 0.13397 | 0.54621 | 0.85564 | 0.37902 | 0.14746 | 0.085728 | 0.19444 | 0.37714 | 0.17408 | 0.13745 | 0.096013 | 0.482 | 0.412 | 0.504 | 0.44275 | 0.522 | 0.263
901 | 0.16874 | 0.60181 | 0.85628 | 0.40076 | 0.17727 | 0.10697 | 0.23529 | 0.3776 | 0.19365 | 0.16117 | 0.12884 | 0.526 | 0.409 | 0.546 | 0.48175 | 0.599 | 0.256
902 | 0.20182 | 0.68244 | 0.86678 | 0.42181 | 0.19684 | 0.1329 | 0.27599 | 0.39445 | 0.2202 | 0.19842 | 0.15502 | 0.502 | 0.356 | 0.53 | 0.46375 | 0.611 | 0.212
903 | 0.21762 | 0.77404 | 0.86558 | 0.43612 | 0.22516 | 0.1381 | 0.32122 | 0.4067 | 0.23069 | 0.20548 | 0.17247 | 0.403 | 0.266 | 0.46 | 0.394 | 0.552 | 0.161
904 | 0.26154 | 0.83032 | 0.843 | 0.47694 | 0.32628 | 0.11847 | 0.36328 | 0.3744 | 0.22323 | 0.17017 | 0.22987 | 0.256 | 0.147 | 0.337 | 0.275 | 0.413 | 0.094
905 | 0.33121 | 0.86429 | 0.79231 | 0.52509 | 0.45175 | 0.13271 | 0.41163 | 0.3271 | 0.24232 | 0.19627 | 0.31322 | 0.082 | 0.036 | 0.172 | 0.11125 | 0.164 | 0.027
906 | 0.43044 | 0.88216 | 0.79056 | 0.5852 | 0.53459 | 0.18902 | 0.46201 | 0.35631 | 0.29914 | 0.26598 | 0.38523 | 0 | 0 | 0.025 | 0.0065 | 0.001 | 0
907 | 0.50099 | 0.90246 | 0.82643 | 0.64076 | 0.59486 | 0.25302 | 0.50025 | 0.38654 | 0.34471 | 0.31891 | 0.42038 | 0 | 0 | 0 | 0 | 0 | 0
908 | 0.48905 | 0.91629 | 0.81799 | 0.6577 | 0.66606 | 0.27126 | 0.533 | 0.38298 | 0.36822 | 0.36334 | 0.45529 | 0 | 0 | 0 | 0 | 0 | 0
909 | 0.45358 | 0.92417 | 0.79056 | 0.6427 | 0.68394 | 0.2756 | 0.58028 | 0.37179 | 0.36893 | 0.33872 | 0.48961 | 0 | 0 | 0 | 0 | 0 | 0
910 | 0.47373 | 0.94188 | 0.76275 | 0.64206 | 0.68972 | 0.27488 | 0.61711 | 0.35407 | 0.36991 | 0.33815 | 0.51253 | 0 | 0 | 0 | 0 | 0 | 0
911 | 0.54507 | 0.96368 | 0.73749 | 0.67609 | 0.74571 | 0.29516 | 0.65166 | 0.34146 | 0.38374 | 0.34934 | 0.549 | 0 | 0 | 0 | 0 | 0 | 0
912 | 0.63257 | 0.97159 | 0.73434 | 0.72109 | 0.79636 | 0.35033 | 0.67933 | 0.33704 | 0.43213 | 0.4398 | 0.60135 | 0 | 0 | 0 | 0 | 0 | 0
913 | 0.69419 | 0.97312 | 0.71263 | 0.74056 | 0.81486 | 0.3853 | 0.7032 | 0.34612 | 0.47161 | 0.51783 | 0.6372 | 0 | 0 | 0 | 0 | 0 | 0
914 | 0.74906 | 0.97046 | 0.68261 | 0.75123 | 0.82202 | 0.42801 | 0.72476 | 0.35877 | 0.4853 | 0.49823 | 0.65618 | 0 | 0 | 0 | 0 | 0 | 0
915 | 0.78606 | 0.96628 | 0.61425 | 0.74585 | 0.83725 | 0.47482 | 0.72586 | 0.37156 | 0.50994 | 0.51423 | 0.67914 | 0 | 0 | 0 | 0 | 0 | 0
916 | 0.81852 | 0.96321 | 0.60216 | 0.75155 | 0.83396 | 0.52693 | 0.71613 | 0.39034 | 0.53873 | 0.55271 | 0.68493 | 0 | 0 | 0 | 0 | 0 | 0
917 | 0.82461 | 0.95957 | 0.58164 | 0.75066 | 0.84573 | 0.55864 | 0.69349 | 0.42118 | 0.5734 | 0.62418 | 0.68959 | 0 | 0 | 0 | 0 | 0 | 0
918 | 0.82301 | 0.94887 | 0.64684 | 0.77511 | 0.85549 | 0.5548 | 0.65536 | 0.44825 | 0.58794 | 0.64387 | 0.70486 | 0 | 0 | 0 | 0 | 0 | 0
919 | 0.82534 | 0.93583 | 0.75883 | 0.8127 | 0.85394 | 0.56649 | 0.61417 | 0.47669 | 0.59868 | 0.64312 | 0.70844 | 0 | 0 | 0 | 0 | 0 | 0
920 | 0.82723 | 0.91906 | 0.80175 | 0.82453 | 0.84462 | 0.58514 | 0.57024 | 0.50315 | 0.59783 | 0.60225 | 0.70079 | 0 | 0.001 | 0 | 0 | 0 | 0
921 | 0.80646 | 0.90338 | 0.76177 | 0.79762 | 0.82463 | 0.59052 | 0.50932 | 0.51567 | 0.5852 | 0.55493 | 0.67967 | 0.024 | 0.108 | 0.062 | 0.04125 | 0.04 | 0.039
922 | 0.78323 | 0.87543 | 0.64811 | 0.74199 | 0.79463 | 0.57208 | 0.45699 | 0.50902 | 0.56433 | 0.5317 | 0.64453 | 0.119 | 0.263 | 0.189 | 0.16775 | 0.184 | 0.179
923 | 0.73661 | 0.81028 | 0.78702 | 0.75665 | 0.74631 | 0.54947 | 0.49273 | 0.53643 | 0.56015 | 0.56649 | 0.5882 | 0.232 | 0.387 | 0.318 | 0.31 | 0.345 | 0.345
924 | 0.65805 | 0.70542 | 0.85628 | 0.73517 | 0.69119 | 0.53669 | 0.53418 | 0.6044 | 0.57753 | 0.60829 | 0.56075 | 0.317 | 0.43 | 0.439 | 0.41175 | 0.461 | 0.43
925 | 0.54972 | 0.57563 | 0.84161 | 0.65961 | 0.5875 | 0.56965 | 0.52519 | 0.6524 | 0.59214 | 0.63963 | 0.5069 | 0.416 | 0.407 | 0.504 | 0.47525 | 0.495 | 0.486
926 | 0.44051 | 0.45959 | 0.83453 | 0.58273 | 0.47314 | 0.52573 | 0.49444 | 0.65235 | 0.55387 | 0.62142 | 0.41597 | 0.435 | 0.349 | 0.496 | 0.46775 | 0.478 | 0.462
927 | 0.33294 | 0.36934 | 0.82186 | 0.50719 | 0.36675 | 0.43901 | 0.4442 | 0.61576 | 0.4904 | 0.57718 | 0.32964 | 0.346 | 0.258 | 0.422 | 0.38525 | 0.405 | 0.368
928 | 0.22246 | 0.3122 | 0.80426 | 0.42835 | 0.25833 | 0.33963 | 0.38147 | 0.55456 | 0.41572 | 0.53453 | 0.23415 | 0.218 | 0.15 | 0.302 | 0.26425 | 0.313 | 0.224
929 | 0.14974 | 0.32644 | 0.75286 | 0.36299 | 0.18635 | 0.30261 | 0.36734 | 0.50435 | 0.3742 | 0.50768 | 0.18216 | 0.088 | 0.035 | 0.148 | 0.115 | 0.148 | 0.076
930 | 0.13058 | 0.35326 | 0.76079 | 0.36365 | 0.19956 | 0.28774 | 0.36077 | 0.49812 | 0.36479 | 0.49052 | 0.18277 | 0.001 | 0 | 0.021 | 0.00575 | 0.001 | 0
931 | 0.14294 | 0.48573 | 0.79579 | 0.40686 | 0.28185 | 0.26143 | 0.32809 | 0.49128 | 0.34976 | 0.42006 | 0.22628 | 0 | 0 | 0 | 0 | 0 | 0
932 | 0.19207 | 0.59004 | 0.77421 | 0.45655 | 0.40336 | 0.24209 | 0.30674 | 0.45449 | 0.33342 | 0.34079 | 0.29631 | 0 | 0 | 0 | 0 | 0 | 0
933 | 0.25685 | 0.64563 | 0.72472 | 0.48999 | 0.4884 | 0.23236 | 0.30369 | 0.40602 | 0.32483 | 0.30008 | 0.36087 | 0 | 0 | 0 | 0 | 0 | 0
934 | 0.30216 | 0.67681 | 0.68141 | 0.50239 | 0.5236 | 0.23695 | 0.31438 | 0.35768 | 0.32392 | 0.29942 | 0.40165 | 0 | 0 | 0 | 0 | 0 | 0
935 | 0.31317 | 0.70597 | 0.63658 | 0.49155 | 0.52491 | 0.23691 | 0.33097 | 0.32139 | 0.3127 | 0.28595 | 0.40656 | 0 | 0 | 0 | 0 | 0 | 0
936 | 0.30256 | 0.71786 | 0.51639 | 0.43525 | 0.48679 | 0.21684 | 0.34906 | 0.28391 | 0.29287 | 0.2816 | 0.38913 | 0 | 0 | 0 | 0 | 0 | 0
937 | 0.30107 | 0.731 | 0.47417 | 0.41163 | 0.45964 | 0.19127 | 0.3745 | 0.2427 | 0.26678 | 0.26041 | 0.37273 | 0 | 0 | 0 | 0 | 0 | 0
938 | 0.29131 | 0.75486 | 0.43174 | 0.39023 | 0.44763 | 0.18685 | 0.40259 | 0.20513 | 0.25268 | 0.25237 | 0.36636 | 0 | 0 | 0 | 0 | 0 | 0
939 | 0.28129 | 0.75233 | 0.35981 | 0.35823 | 0.43358 | 0.19326 | 0.43545 | 0.17813 | 0.25098 | 0.2698 | 0.36274 | 0 | 0 | 0 | 0 | 0 | 0
940 | 0.27832 | 0.74599 | 0.30235 | 0.34281 | 0.44777 | 0.20675 | 0.4663 | 0.16045 | 0.25106 | 0.28096 | 0.35608 | 0 | 0 | 0 | 0 | 0 | 0
941 | 0.26588 | 0.73954 | 0.2828 | 0.32617 | 0.42984 | 0.19724 | 0.46413 | 0.14519 | 0.23891 | 0.26401 | 0.34921 | 0 | 0 | 0 | 0 | 0 | 0
942 | 0.24622 | 0.73954 | 0.29315 | 0.30994 | 0.39043 | 0.17779 | 0.47298 | 0.13828 | 0.22278 | 0.24837 | 0.32669 | 0 | 0 | 0 | 0 | 0 | 0
943 | 0.21248 | 0.75275 | 0.29971 | 0.2943 | 0.37071 | 0.17056 | 0.48138 | 0.13534 | 0.22075 | 0.26373 | 0.31338 | 0 | 0 | 0 | 0 | 0 | 0
944 | 0.17315 | 0.75826 | 0.31704 | 0.28335 | 0.35985 | 0.16988 | 0.4727 | 0.13369 | 0.2119 | 0.24929 | 0.29475 | 0 | 0 | 0.001 | 0.00025 | 0 | 0
945 | 0.14869 | 0.76149 | 0.30766 | 0.2633 | 0.33355 | 0.16891 | 0.45773 | 0.12594 | 0.20302 | 0.23193 | 0.2853 | 0.003 | 0.019 | 0.091 | 0.0295 | 0.019 | 0.005
946 | 0.14014 | 0.76701 | 0.25644 | 0.23717 | 0.31495 | 0.15753 | 0.45401 | 0.10616 | 0.18787 | 0.20538 | 0.2824 | 0.024 | 0.055 | 0.24 | 0.0945 | 0.078 | 0.036
947 | 0.13581 | 0.7621 | 0.15572 | 0.19924 | 0.30618 | 0.14482 | 0.44928 | 0.10024 | 0.17841 | 0.19458 | 0.27399 | 0.057 | 0.092 | 0.377 | 0.161 | 0.133 | 0.077
948 | 0.13395 | 0.74274 | 0.093042 | 0.19454 | 0.35661 | 0.14348 | 0.44115 | 0.10004 | 0.19653 | 0.23031 | 0.31228 | 0.093 | 0.123 | 0.461 | 0.212 | 0.176 | 0.118
949 | 0.13467 | 0.70109 | 0.076458 | 0.19675 | 0.37912 | 0.14155 | 0.44007 | 0.093004 | 0.20258 | 0.226 | 0.34975 | 0.112 | 0.132 | 0.502 | 0.23825 | 0.196 | 0.143
950 | 0.13454 | 0.627 | 0.096574 | 0.2063 | 0.38777 | 0.13067 | 0.43611 | 0.086583 | 0.19193 | 0.20492 | 0.34556 | 0.104 | 0.116 | 0.496 | 0.23075 | 0.183 | 0.14
951 | 0.13068 | 0.64096 | 0.13081 | 0.21267 | 0.37651 | 0.12689 | 0.4024 | 0.084273 | 0.17916 | 0.18643 | 0.31907 | 0.086 | 0.082 | 0.444 | 0.193 | 0.138 | 0.104
952 | 0.12523 | 0.66299 | 0.15948 | 0.2149 | 0.35998 | 0.13456 | 0.39117 | 0.084686 | 0.17051 | 0.17011 | 0.2927 | 0.054 | 0.042 | 0.335 | 0.135 | 0.085 | 0.066
953 | 0.11297 | 0.6748 | 0.17305 | 0.21129 | 0.34785 | 0.1402 | 0.39379 | 0.085937 | 0.16775 | 0.16479 | 0.28005 | 0.017 | 0.007 | 0.184 | 0.06325 | 0.03 | 0.022
954 | 0.099027 | 0.66468 | 0.19461 | 0.21607 | 0.35459 | 0.16073 | 0.39305 | 0.10696 | 0.18955 | 0.18746 | 0.30305 | 0 | 0 | 0.034 | 0.0085 | 0 | 0
955 | 0.090202 | 0.65042 | 0.23485 | 0.21872 | 0.3311 | 0.17092 | 0.37389 | 0.1328 | 0.20182 | 0.20434 | 0.29921 | 0 | 0 | 0 | 0 | 0 | 0
956 | 0.087529 | 0.61547 | 0.28151 | 0.23279 | 0.32932 | 0.16735 | 0.34111 | 0.14225 | 0.19312 | 0.18494 | 0.27793 | 0 | 0 | 0 | 0 | 0 | 0
957 | 0.084637 | 0.59314 | 0.34721 | 0.24931 | 0.3161 | 0.15404 | 0.32043 | 0.14132 | 0.18359 | 0.16051 | 0.27848 | 0 | 0 | 0 | 0 | 0 | 0
958 | 0.085424 | 0.59684 | 0.41427 | 0.27298 | 0.31925 | 0.14097 | 0.30203 | 0.13475 | 0.17496 | 0.14958 | 0.27453 | 0 | 0 | 0 | 0 | 0 | 0
959 | 0.094358 | 0.60108 | 0.42883 | 0.28221 | 0.32344 | 0.1327 | 0.2846 | 0.12881 | 0.16489 | 0.13138 | 0.26666 | 0 | 0 | 0 | 0 | 0 | 0
960 | 0.10497 | 0.56349 | 0.31435 | 0.24332 | 0.31062 | 0.12621 | 0.26928 | 0.12492 | 0.1563 | 0.1219 | 0.25217 | 0 | 0 | 0 | 0 | 0 | 0
961 | 0.10298 | 0.53863 | 0.2131 | 0.19743 | 0.27622 | 0.11746 | 0.25783 | 0.12169 | 0.14796 | 0.12251 | 0.23019 | 0 | 0 | 0 | 0 | 0 | 0
962 | 0.093164 | 0.53443 | 0.17605 | 0.17714 | 0.26221 | 0.11123 | 0.2494 | 0.12145 | 0.14387 | 0.12149 | 0.22131 | 0 | 0 | 0 | 0 | 0 | 0
963 | 0.083673 | 0.53681 | 0.17206 | 0.17301 | 0.26329 | 0.10516 | 0.24277 | 0.12349 | 0.14462 | 0.12763 | 0.22221 | 0 | 0 | 0 | 0 | 0 | 0
964 | 0.080817 | 0.54498 | 0.19781 | 0.18193 | 0.26716 | 0.10454 | 0.25155 | 0.12426 | 0.14497 | 0.12424 | 0.22686 | 0 | 0 | 0 | 0 | 0 | 0
965 | 0.077442 | 0.54897 | 0.26758 | 0.19844 | 0.2503 | 0.10186 | 0.25126 | 0.12088 | 0.14353 | 0.13415 | 0.21722 | 0 | 0 | 0 | 0 | 0 | 0
966 | 0.071825 | 0.52655 | 0.30899 | 0.19932 | 0.21715 | 0.09596 | 0.24614 | 0.11731 | 0.13581 | 0.12624 | 0.20373 | 0 | 0 | 0 | 0 | 0 | 0
967 | 0.061752 | 0.49082 | 0.35279 | 0.19929 | 0.18333 | 0.08413 | 0.23238 | 0.11447 | 0.12409 | 0.11365 | 0.18411 | 0 | 0 | 0 | 0 | 0 | 0
968 | 0.047449 | 0.45846 | 0.3969 | 0.19867 | 0.15166 | 0.068259 | 0.21535 | 0.11115 | 0.10898 | 0.095469 | 0.16104 | 0 | 0.001 | 0.001 | 0.00025 | 0 | 0
969 | 0.031015 | 0.42703 | 0.41282 | 0.18642 | 0.11542 | 0.048203 | 0.19137 | 0.10168 | 0.089173 | 0.074528 | 0.13228 | 0.009 | 0.028 | 0.083 | 0.0335 | 0.017 | 0.025
970 | 0.01578 | 0.39196 | 0.44929 | 0.17943 | 0.073229 | 0.020841 | 0.1599 | 0.090532 | 0.062919 | 0.049549 | 0.090752 | 0.052 | 0.077 | 0.22 | 0.1135 | 0.075 | 0.107
971 | 0.006509 | 0.36419 | 0.44782 | 0.16969 | 0.054738 | 0.0097 | 0.14044 | 0.10017 | 0.054611 | 0.03467 | 0.073901 | 0.107 | 0.128 | 0.366 | 0.20175 | 0.144 | 0.19
972 | 0.003348 | 0.34878 | 0.42154 | 0.16151 | 0.059636 | 0.010663 | 0.15248 | 0.11566 | 0.062795 | 0.038524 | 0.08633 | 0.154 | 0.17 | 0.481 | 0.273 | 0.207 | 0.25
973 | 0.002423 | 0.33973 | 0.43613 | 0.16607 | 0.059673 | 0.015135 | 0.16702 | 0.12605 | 0.06849 | 0.044238 | 0.088536 | 0.174 | 0.192 | 0.531 | 0.28675 | 0.24 | 0.202
974 | 0.002686 | 0.32035 | 0.4654 | 0.17429 | 0.054796 | 0.019299 | 0.15802 | 0.13262 | 0.072003 | 0.0521 | 0.083993 | 0.196 | 0.189 | 0.531 | 0.28525 | 0.233 | 0.181
975 | 0.003593 | 0.29777 | 0.4917 | 0.18067 | 0.046714 | 0.024229 | 0.14654 | 0.14008 | 0.075909 | 0.063357 | 0.075967 | 0.18 | 0.155 | 0.474 | 0.2465 | 0.191 | 0.141
976 | 0.005659 | 0.27206 | 0.51205 | 0.18414 | 0.03471 | 0.030952 | 0.14472 | 0.14918 | 0.079597 | 0.074446 | 0.063809 | 0.119 | 0.09 | 0.361 | 0.17375 | 0.133 | 0.082
977 | 0.009575 | 0.24974 | 0.49316 | 0.1758 | 0.02468 | 0.041673 | 0.16196 | 0.16079 | 0.08756 | 0.096178 | 0.051598 | 0.049 | 0.022 | 0.204 | 0.0845 | 0.06 | 0.025
978 | 0.018711 | 0.22461 | 0.5135 | 0.18407 | 0.019995 | 0.059652 | 0.17261 | 0.20131 | 0.11355 | 0.14403 | 0.049211 | 0.001 | 0 | 0.042 | 0.01075 | 0 | 0
979 | 0.030624 | 0.19165 | 0.65064 | 0.23196 | 0.014621 | 0.078876 | 0.16269 | 0.25902 | 0.1447 | 0.19447 | 0.046431 | 0 | 0 | 0 | 0 | 0 | 0
980 | 0.044259 | 0.15727 | 0.69671 | 0.2506 | 0.010823 | 0.10167 | 0.14685 | 0.2837 | 0.16682 | 0.23711 | 0.044791 | 0 | 0 | 0 | 0 | 0 | 0
981 | 0.061004 | 0.11748 | 0.68021 | 0.25114 | 0.012214 | 0.12483 | 0.12873 | 0.28663 | 0.18157 | 0.26707 | 0.047756 | 0 | 0 | 0 | 0 | 0 | 0
982 | 0.074282 | 0.083137 | 0.63787 | 0.2439 | 0.019555 | 0.14548 | 0.11062 | 0.27875 | 0.19067 | 0.28439 | 0.054069 | 0 | 0 | 0 | 0 | 0 | 0
983 | 0.086778 | 0.058619 | 0.59538 | 0.23874 | 0.034068 | 0.15659 | 0.097521 | 0.25768 | 0.18525 | 0.2664 | 0.060337 | 0 | 0 | 0 | 0 | 0 | 0
984 | 0.10296 | 0.04422 | 0.54368 | 0.23214 | 0.049779 | 0.16255 | 0.087079 | 0.22736 | 0.17754 | 0.25736 | 0.062914 | 0 | 0 | 0 | 0 | 0 | 0
985 | 0.11019 | 0.037549 | 0.42009 | 0.19743 | 0.06202 | 0.16369 | 0.076778 | 0.19246 | 0.16979 | 0.2612 | 0.061805 | 0 | 0 | 0 | 0 | 0 | 0
986 | 0.10518 | 0.034527 | 0.305 | 0.16048 | 0.071251 | 0.15644 | 0.065598 | 0.15401 | 0.15906 | 0.26735 | 0.058417 | 0 | 0 | 0 | 0 | 0 | 0
987 | 0.096836 | 0.033057 | 0.26758 | 0.14712 | 0.076939 | 0.13858 | 0.053069 | 0.12209 | 0.1428 | 0.25807 | 0.052461 | 0 | 0 | 0 | 0 | 0 | 0
988 | 0.092112 | 0.033603 | 0.24793 | 0.13916 | 0.077443 | 0.11562 | 0.041713 | 0.10143 | 0.1249 | 0.23753 | 0.045041 | 0 | 0 | 0 | 0 | 0 | 0
989 | 0.080813 | 0.034147 | 0.22326 | 0.12413 | 0.068312 | 0.094667 | 0.032743 | 0.09033 | 0.10997 | 0.21795 | 0.036919 | 0 | 0 | 0 | 0 | 0 | 0
990 | 0.072582 | 0.034769 | 0.18831 | 0.10698 | 0.060036 | 0.081201 | 0.027362 | 0.086774 | 0.098569 | 0.19366 | 0.032643 | 0 | 0 | 0 | 0 | 0 | 0
991 | 0.076502 | 0.034818 | 0.15665 | 0.097632 | 0.059742 | 0.075696 | 0.024198 | 0.088561 | 0.088609 | 0.15756 | 0.032614 | 0 | 0 | 0 | 0 | 0 | 0
992 | 0.08571 | 0.032881 | 0.13942 | 0.097551 | 0.067524 | 0.077113 | 0.023012 | 0.094105 | 0.084057 | 0.12853 | 0.03648 | 0 | 0.002 | 0.001 | 0.00025 | 0 | 0
993 | 0.094711 | 0.030539 | 0.12498 | 0.10037 | 0.081425 | 0.080313 | 0.019241 | 0.096222 | 0.083438 | 0.11332 | 0.043897 | 0.047 | 0.068 | 0.106 | 0.05525 | 0.035 | 0.033
994 | 0.095236 | 0.029051 | 0.14563 | 0.10731 | 0.081059 | 0.058483 | 0.015043 | 0.083838 | 0.071186 | 0.1005 | 0.041926 | 0.16 | 0.173 | 0.269 | 0.16925 | 0.138 | 0.11
995 | 0.091456 | 0.0295 | 0.11454 | 0.097731 | 0.087192 | 0.072614 | 0.012152 | 0.086482 | 0.086042 | 0.13486 | 0.050218 | 0.281 | 0.283 | 0.434 | 0.29825 | 0.263 | 0.215
996 | 0.079021 | 0.032814 | 0.069702 | 0.07782 | 0.084736 | 0.073831 | 0.009723 | 0.087852 | 0.087529 | 0.13814 | 0.050294 | 0.386 | 0.374 | 0.549 | 0.417 | 0.414 | 0.319
997 | 0.060089 | 0.036371 | 0.038346 | 0.054942 | 0.066392 | 0.065519 | 0.008817 | 0.081652 | 0.081182 | 0.13672 | 0.040839 | 0.468 | 0.42 | 0.593 | 0.498 | 0.52 | 0.411
998 | 0.039464 | 0.035169 | 0.017109 | 0.033614 | 0.044269 | 0.054501 | 0.008182 | 0.070486 | 0.071032 | 0.131 | 0.028146 | 0.488 | 0.413 | 0.576 | 0.51075 | 0.556 | 0.423
999 | 0.020471 | 0.029215 | 0.005763 | 0.017392 | 0.025941 | 0.044872 | 0.007784 | 0.060188 | 0.062084 | 0.12539 | 0.017889 | 0.449 | 0.35 | 0.51 | 0.459 | 0.511 | 0.366
1000 | 0.007518 | 0.02273 | 0.001242 | 0.0070263 | 0.012319 | 0.038089 | 0.00807 | 0.051431 | 0.055393 | 0.12117 | 0.01088 | 0.334 | 0.222 | 0.389 | 0.339 | 0.387 | 0.246
1001 | 0.001569 | 0.019036 | 0.001796 | 0.0027443 | 0.004868 | 0.038227 | 0.012869 | 0.050398 | 0.057141 | 0.13349 | 0.006448 | 0.154 | 0.065 | 0.217 | 0.16025 | 0.178 | 0.092
1002 | 0.0004 | 0.019223 | 0.006842 | 0.0029157 | 0.001505 | 0.049651 | 0.024026 | 0.063526 | 0.077449 | 0.19144 | 0.005181 | 0.006 | 0 | 0.04 | 0.013 | 0.005 | 0.001
1003 | 0.002642 | 0.021976 | 0.019251 | 0.0076377 | 0.00102 | 0.066879 | 0.03904 | 0.079965 | 0.098848 | 0.24249 | 0.006052 | 0 | 0 | 0 | 0 | 0 | 0
1004 | 0.005951 | 0.0251 | 0.042937 | 0.016842 | 0.001637 | 0.082481 | 0.054848 | 0.09326 | 0.1093 | 0.25358 | 0.007879 | 0 | 0 | 0 | 0 | 0 | 0
1005 | 0.009664 | 0.027093 | 0.082228 | 0.031451 | 0.00246 | 0.090656 | 0.069022 | 0.10136 | 0.10756 | 0.22848 | 0.009766 | 0 | 0 | 0 | 0 | 0 | 0
1006 | 0.011532 | 0.027345 | 0.14384 | 0.052806 | 0.003043 | 0.093375 | 0.07754 | 0.10456 | 0.10143 | 0.19734 | 0.010461 | 0 | 0 | 0 | 0 | 0 | 0
1007 | 0.011899 | 0.02501 | 0.23018 | 0.081627 | 0.002803 | 0.094887 | 0.077751 | 0.10723 | 0.097438 | 0.1777 | 0.009927 | 0 | 0 | 0 | 0 | 0 | 0
1008 | 0.011979 | 0.0219 | 0.31704 | 0.11051 | 0.002515 | 0.095905 | 0.072081 | 0.1094 | 0.093649 | 0.16031 | 0.008982 | 0 | 0 | 0 | 0 | 0 | 0
1009 | 0.012816 | 0.018737 | 0.39114 | 0.13538 | 0.002186 | 0.09004 | 0.064582 | 0.10765 | 0.085826 | 0.13767 | 0.007944 | 0 | 0 | 0 | 0 | 0 | 0
1010 | 0.012857 | 0.015248 | 0.44051 | 0.15167 | 0.001629 | 0.079383 | 0.056914 | 0.10363 | 0.07693 | 0.11773 | 0.006973 | 0 | 0 | 0 | 0 | 0 | 0
1011 | 0.011843 | 0.01277 | 0.46686 | 0.1601 | 0.001591 | 0.068399 | 0.049203 | 0.098654 | 0.069052 | 0.10267 | 0.006486 | 0 | 0 | 0 | 0 | 0 | 0
1012 | 0.010339 | 0.011406 | 0.46979 | 0.16079 | 0.002231 | 0.060718 | 0.042455 | 0.09163 | 0.063517 | 0.095205 | 0.006516 | 0 | 0 | 0 | 0 | 0 | 0
1013 | 0.00929 | 0.010966 | 0.47125 | 0.16126 | 0.003247 | 0.057819 | 0.036775 | 0.085051 | 0.06063 | 0.092402 | 0.007247 | 0 | 0 | 0 | 0 | 0 | 0
1014 | 0.00866 | 0.011333 | 0.48586 | 0.16655 | 0.005119 | 0.057095 | 0.034988 | 0.079281 | 0.059441 | 0.092282 | 0.009105 | 0 | 0 | 0 | 0 | 0 | 0
1015 | 0.008943 | 0.011893 | 0.49607 | 0.17098 | 0.007915 | 0.058097 | 0.036342 | 0.074609 | 0.059401 | 0.092252 | 0.012644 | 0 | 0 | 0 | 0 | 0 | 0
1016 | 0.010702 | 0.012278 | 0.48732 | 0.16986 | 0.011564 | 0.061551 | 0.038191 | 0.071365 | 0.061869 | 0.097475 | 0.017086 | 0 | 0.007 | 0.001 | 0.00025 | 0 | 0
1017 | 0.014293 | 0.011827 | 0.44344 | 0.15736 | 0.014351 | 0.060014 | 0.031399 | 0.065863 | 0.059075 | 0.091698 | 0.018725 | 0.038 | 0.117 | 0.094 | 0.053 | 0.053 | 0.027
1018 | 0.01654 | 0.010634 | 0.31839 | 0.11579 | 0.012433 | 0.049114 | 0.0231 | 0.04575 | 0.046459 | 0.077035 | 0.013937 | 0.182 | 0.26 | 0.214 | 0.18075 | 0.224 | 0.103
1019 | 0.018967 | 0.008331 | 0.20977 | 0.080006 | 0.011281 | 0.048168 | 0.018363 | 0.033865 | 0.043954 | 0.081783 | 0.012001 | 0.331 | 0.39 | 0.334 | 0.3215 | 0.425 | 0.196
1020 | 0.019921 | 0.006244 | 0.14563 | 0.059566 | 0.013144 | 0.045647 | 0.015569 | 0.034906 | 0.044494 | 0.085242 | 0.012182 | 0.426 | 0.465 | 0.438 | 0.4205 | 0.546 | 0.272
1021 | 0.021874 | 0.005548 | 0.15759 | 0.065319 | 0.016492 | 0.047965 | 0.013417 | 0.039158 | 0.047057 | 0.088376 | 0.012727 | 0.475 | 0.494 | 0.495 | 0.47225 | 0.609 | 0.31
1022 | 0.022049 | 0.005428 | 0.27768 | 0.10655 | 0.019923 | 0.051958 | 0.011164 | 0.044288 | 0.049539 | 0.088907 | 0.013004 | 0.468 | 0.472 | 0.491 | 0.47225 | 0.61 | 0.32
1023 | 0.021777 | 0.005643 | 0.36122 | 0.13553 | 0.023586 | 0.055814 | 0.00958 | 0.048002 | 0.05145 | 0.088727 | 0.013258 | 0.417 | 0.385 | 0.436 | 0.4235 | 0.554 | 0.287
1024 | 0.020172 | 0.006696 | 0.41718 | 0.15507 | 0.027868 | 0.056508 | 0.009446 | 0.051592 | 0.051167 | 0.083842 | 0.012726 | 0.311 | 0.243 | 0.327 | 0.313 | 0.429 | 0.185
1025 | 0.017973 | 0.011009 | 0.50479 | 0.1851 | 0.032544 | 0.062805 | 0.014208 | 0.058913 | 0.058196 | 0.09972 | 0.011345 | 0.139 | 0.071 | 0.172 | 0.147 | 0.218 | 0.059
1026 | 0.021644 | 0.018596 | 0.58026 | 0.21353 | 0.038695 | 0.096928 | 0.027408 | 0.082078 | 0.087253 | 0.15809 | 0.011922 | 0.006 | 0 | 0.026 | 0.0105 | 0.01 | 0
1027 | 0.032676 | 0.030716 | 0.58854 | 0.22305 | 0.047942 | 0.15041 | 0.047292 | 0.11021 | 0.12334 | 0.21389 | 0.018827 | 0 | 0 | 0 | 0 | 0 | 0
1028 | 0.043906 | 0.046314 | 0.63138 | 0.24567 | 0.061705 | 0.19934 | 0.068284 | 0.13549 | 0.15208 | 0.24024 | 0.033227 | 0 | 0 | 0 | 0 | 0 | 0
1029 | 0.059828 | 0.06337 | 0.70247 | 0.27785 | 0.071241 | 0.20857 | 0.079356 | 0.16068 | 0.15725 | 0.20931 | 0.050437 | 0 | 0 | 0 | 0 | 0 | 0
1030 | 0.078399 | 0.08105 | 0.73116 | 0.2943 | 0.073348 | 0.1803 | 0.07931 | 0.18681 | 0.15063 | 0.16957 | 0.065852 | 0 | 0 | 0 | 0 | 0 | 0
1031 | 0.097858 | 0.097808 | 0.71927 | 0.29823 | 0.077571 | 0.14648 | 0.071563 | 0.20551 | 0.14523 | 0.15135 | 0.077574 | 0 | 0 | 0 | 0 | 0 | 0
1032 | 0.11786 | 0.11139 | 0.77608 | 0.32679 | 0.086434 | 0.12643 | 0.063645 | 0.21945 | 0.14326 | 0.14545 | 0.081728 | 0 | 0 | 0 | 0 | 0 | 0
1033 | 0.12627 | 0.12142 | 0.78522 | 0.33797 | 0.1024 | 0.11736 | 0.059465 | 0.22984 | 0.14359 | 0.14335 | 0.083819 | 0 | 0 | 0 | 0 | 0 | 0
1034 | 0.12224 | 0.12974 | 0.76177 | 0.333 | 0.11499 | 0.11752 | 0.05704 | 0.23756 | 0.14486 | 0.1393 | 0.085036 | 0 | 0 | 0 | 0 | 0 | 0
1035 | 0.13803 | 0.13868 | 0.77977 | 0.3473 | 0.1241 | 0.12566 | 0.057329 | 0.2515 | 0.14933 | 0.13596 | 0.084205 | 0 | 0 | 0 | 0 | 0 | 0
1036 | 0.17112 | 0.14515 | 0.79751 | 0.36936 | 0.13946 | 0.13548 | 0.061309 | 0.26782 | 0.15706 | 0.13761 | 0.087327 | 0 | 0 | 0 | 0 | 0 | 0
1037 | 0.2204 | 0.14781 | 0.79144 | 0.38983 | 0.15766 | 0.14857 | 0.065685 | 0.27509 | 0.16532 | 0.13876 | 0.098884 | 0 | 0 | 0 | 0 | 0 | 0
1038 | 0.27623 | 0.15342 | 0.78432 | 0.41558 | 0.18618 | 0.1682 | 0.070643 | 0.2868 | 0.17563 | 0.13289 | 0.11464 | 0 | 0 | 0 | 0 | 0 | 0
1039 | 0.32801 | 0.16877 | 0.77701 | 0.44056 | 0.21667 | 0.19264 | 0.076712 | 0.29225 | 0.18679 | 0.13277 | 0.12951 | 0 | 0 | 0 | 0 | 0 | 0
1040 | 0.38844 | 0.18655 | 0.79665 | 0.47896 | 0.25179 | 0.22904 | 0.081166 | 0.31524 | 0.20964 | 0.14571 | 0.14855 | 0 | 0.008 | 0 | 0 | 0 | 0
1041 | 0.44066 | 0.20507 | 0.83381 | 0.52153 | 0.29014 | 0.26935 | 0.068954 | 0.32925 | 0.23223 | 0.16377 | 0.16654 | 0.022 | 0.127 | 0.046 | 0.0345 | 0.054 | 0.016
1042 | 0.51438 | 0.21817 | 0.85944 | 0.56821 | 0.33081 | 0.28945 | 0.057474 | 0.33728 | 0.24133 | 0.16084 | 0.17777 | 0.149 | 0.28 | 0.147 | 0.15075 | 0.211 | 0.096
1043 | 0.55921 | 0.21443 | 0.92019 | 0.62414 | 0.39303 | 0.3354 | 0.059478 | 0.35336 | 0.26627 | 0.15617 | 0.22014 | 0.308 | 0.404 | 0.263 | 0.29725 | 0.398 | 0.22
1044 | 0.59403 | 0.2089 | 0.98465 | 0.67241 | 0.43856 | 0.36304 | 0.059857 | 0.41624 | 0.30517 | 0.20219 | 0.23919 | 0.423 | 0.483 | 0.363 | 0.41475 | 0.517 | 0.356
1045 | 0.63558 | 0.20889 | 0.99083 | 0.69731 | 0.46551 | 0.44062 | 0.061773 | 0.48444 | 0.36555 | 0.26237 | 0.27476 | 0.486 | 0.515 | 0.409 | 0.48725 | 0.579 | 0.475
1046 | 0.64836 | 0.21324 | 0.98421 | 0.71339 | 0.50762 | 0.51092 | 0.067865 | 0.53843 | 0.42376 | 0.32258 | 0.32312 | 0.486 | 0.49 | 0.379 | 0.478 | 0.583 | 0.464
1047 | 0.6424 | 0.22834 | 0.94468 | 0.70617 | 0.53143 | 0.55553 | 0.077447 | 0.56719 | 0.46631 | 0.38474 | 0.35777 | 0.433 | 0.405 | 0.303 | 0.4125 | 0.528 | 0.386
1048 | 0.67195 | 0.25097 | 0.91209 | 0.72216 | 0.58244 | 0.54489 | 0.081674 | 0.56194 | 0.45804 | 0.35942 | 0.36589 | 0.317 | 0.259 | 0.202 | 0.293 | 0.398 | 0.255
1049 | 0.70513 | 0.28373 | 0.90514 | 0.7525 | 0.64721 | 0.55713 | 0.12071 | 0.58509 | 0.49609 | 0.42565 | 0.41647 | 0.142 | 0.079 | 0.096 | 0.1195 | 0.145 | 0.095
1050 | 0.77204 | 0.33172 | 0.91541 | 0.79645 | 0.70189 | 0.61726 | 0.20078 | 0.63614 | 0.57607 | 0.55161 | 0.49926 | 0.007 | 0 | 0.012 | 0.006 | 0.004 | 0.001
1051 | 0.79824 | 0.37008 | 0.91541 | 0.80461 | 0.70019 | 0.62676 | 0.2385 | 0.63441 | 0.57515 | 0.53004 | 0.5094 | 0 | 0 | 0 | 0 | 0 | 0
1052 | 0.78923 | 0.40315 | 0.90057 | 0.78586 | 0.66778 | 0.62452 | 0.2394 | 0.60434 | 0.55982 | 0.53204 | 0.47839 | 0 | 0 | 0 | 0 | 0 | 0
1053 | 0.75955 | 0.41488 | 0.87604 | 0.75856 | 0.64008 | 0.60867 | 0.22555 | 0.57614 | 0.5336 | 0.49256 | 0.45701 | 0 | 0 | 0 | 0 | 0 | 0
1054 | 0.70976 | 0.37996 | 0.84709 | 0.72691 | 0.62388 | 0.577 | 0.20526 | 0.55291 | 0.51265 | 0.47107 | 0.44961 | 0 | 0 | 0 | 0 | 0 | 0
1055 | 0.72966 | 0.32889 | 0.84843 | 0.72967 | 0.61091 | 0.53071 | 0.18724 | 0.53757 | 0.47512 | 0.41872 | 0.41348 | 0 | 0 | 0 | 0 | 0 | 0
1056 | 0.68618 | 0.26424 | 0.89534 | 0.72483 | 0.59296 | 0.50773 | 0.17084 | 0.52804 | 0.45991 | 0.42085 | 0.38302 | 0 | 0 | 0 | 0 | 0 | 0
1057 | 0.62146 | 0.21826 | 0.91663 | 0.68126 | 0.50568 | 0.48389 | 0.15475 | 0.50492 | 0.45219 | 0.46994 | 0.35 | 0 | 0 | 0 | 0 | 0 | 0
1058 | 0.57392 | 0.2044 | 0.90011 | 0.64558 | 0.46272 | 0.44671 | 0.14198 | 0.48181 | 0.43317 | 0.48072 | 0.32346 | 0 | 0 | 0 | 0 | 0 | 0
1059 | 0.49826 | 0.20276 | 0.91251 | 0.61726 | 0.44102 | 0.41614 | 0.13001 | 0.46588 | 0.40233 | 0.42376 | 0.30355 | 0 | 0 | 0 | 0 | 0 | 0
1060 | 0.50817 | 0.20886 | 0.91209 | 0.60723 | 0.40142 | 0.39473 | 0.12341 | 0.45364 | 0.38755 | 0.40921 | 0.29264 | 0 | 0 | 0 | 0 | 0 | 0
1061 | 0.47239 | 0.21996 | 0.87491 | 0.5732 | 0.3723 | 0.40642 | 0.11906 | 0.43257 | 0.37975 | 0.40094 | 0.27908 | 0 | 0 | 0 | 0 | 0 | 0
1062 | 0.3994 | 0.22439 | 0.8092 | 0.52227 | 0.3582 | 0.39696 | 0.11528 | 0.40821 | 0.35973 | 0.36091 | 0.27284 | 0 | 0 | 0 | 0 | 0 | 0
1063 | 0.36683 | 0.22245 | 0.81163 | 0.51215 | 0.35799 | 0.3858 | 0.11527 | 0.39383 | 0.35257 | 0.36056 | 0.2701 | 0 | 0 | 0 | 0 | 0 | 0
1064 | 0.36515 | 0.21973 | 0.8211 | 0.50365 | 0.32471 | 0.38849 | 0.11446 | 0.38392 | 0.35595 | 0.38972 | 0.26167 | 0 | 0.007 | 0 | 0 | 0 | 0
1065 | 0.34177 | 0.2073 | 0.81642 | 0.48775 | 0.30507 | 0.35219 | 0.088381 | 0.35753 | 0.33796 | 0.40014 | 0.24199 | 0.013 | 0.114 | 0.019 | 0.0175 | 0.005 | 0.033
1066 | 0.32194 | 0.18819 | 0.73116 | 0.43746 | 0.2593 | 0.30251 | 0.055369 | 0.3211 | 0.30147 | 0.38229 | 0.19998 | 0.064 | 0.264 | 0.069 | 0.06575 | 0.033 | 0.097
1067 | 0.30077 | 0.16854 | 0.71039 | 0.40583 | 0.20632 | 0.28641 | 0.046332 | 0.31688 | 0.27359 | 0.33491 | 0.15616 | 0.122 | 0.379 | 0.13 | 0.12675 | 0.083 | 0.172
1068 | 0.23658 | 0.15845 | 0.84641 | 0.41689 | 0.16767 | 0.27429 | 0.042601 | 0.32798 | 0.25866 | 0.3036 | 0.12879 | 0.196 | 0.448 | 0.184 | 0.1975 | 0.146 | 0.264
1069 | 0.20171 | 0.1596 | 0.85881 | 0.40537 | 0.15559 | 0.27683 | 0.038302 | 0.32049 | 0.26062 | 0.32781 | 0.11735 | 0.284 | 0.465 | 0.221 | 0.25975 | 0.207 | 0.327
1070 | 0.19705 | 0.16853 | 0.8491 | 0.39762 | 0.14671 | 0.27598 | 0.037621 | 0.30339 | 0.27109 | 0.39292 | 0.11206 | 0.318 | 0.425 | 0.214 | 0.287 | 0.266 | 0.35
1071 | 0.20062 | 0.18188 | 0.84976 | 0.40152 | 0.15418 | 0.27609 | 0.041012 | 0.27623 | 0.28242 | 0.45826 | 0.11909 | 0.247 | 0.335 | 0.174 | 0.23525 | 0.232 | 0.288
1072 | 0.22305 | 0.19676 | 0.82867 | 0.40877 | 0.1746 | 0.26556 | 0.052526 | 0.24217 | 0.26871 | 0.43957 | 0.12754 | 0.145 | 0.206 | 0.118 | 0.1415 | 0.129 | 0.174
1073 | 0.26677 | 0.22126 | 0.75486 | 0.41498 | 0.2233 | 0.27362 | 0.08561 | 0.21656 | 0.29298 | 0.51877 | 0.16297 | 0.047 | 0.06 | 0.058 | 0.05225 | 0.043 | 0.061
1074 | 0.30432 | 0.25948 | 0.71486 | 0.44317 | 0.31033 | 0.31783 | 0.13614 | 0.22836 | 0.32705 | 0.52288 | 0.23911 | 0.001 | 0 | 0.012 | 0.0035 | 0 | 0.001
1075 | 0.32951 | 0.3026 | 0.67901 | 0.46514 | 0.3869 | 0.32565 | 0.16594 | 0.23686 | 0.33109 | 0.46562 | 0.29623 | 0 | 0 | 0 | 0 | 0 | 0
1076 | 0.32038 | 0.32281 | 0.59265 | 0.44509 | 0.42223 | 0.32131 | 0.16905 | 0.22847 | 0.32224 | 0.42311 | 0.31608 | 0 | 0 | 0 | 0 | 0 | 0
1077 | 0.3064 | 0.32611 | 0.51639 | 0.41746 | 0.4296 | 0.32047 | 0.15719 | 0.21479 | 0.31434 | 0.41081 | 0.31128 | 0 | 0 | 0 | 0 | 0 | 0
1078 | 0.29124 | 0.3261 | 0.44051 | 0.3821 | 0.41455 | 0.29047 | 0.14197 | 0.20116 | 0.2816 | 0.34918 | 0.28558 | 0 | 0 | 0 | 0 | 0 | 0
1079 | 0.27523 | 0.33055 | 0.33888 | 0.33331 | 0.38581 | 0.27479 | 0.12902 | 0.18508 | 0.24941 | 0.27006 | 0.26771 | 0 | 0 | 0 | 0 | 0 | 0
1080 | 0.24191 | 0.35282 | 0.25644 | 0.28386 | 0.35325 | 0.24232 | 0.11885 | 0.16067 | 0.2117 | 0.19626 | 0.24754 | 0 | 0 | 0 | 0 | 0 | 0
1081 | 0.21912 | 0.37659 | 0.18417 | 0.24535 | 0.33276 | 0.2192 | 0.11507 | 0.13714 | 0.1831 | 0.14696 | 0.22909 | 0 | 0 | 0 | 0 | 0 | 0
1082 | 0.21135 | 0.41958 | 0.12253 | 0.21266 | 0.30411 | 0.1886 | 0.11491 | 0.11642 | 0.16161 | 0.12468 | 0.21674 | 0 | 0 | 0 | 0 | 0 | 0
1083 | 0.20494 | 0.48369 | 0.10018 | 0.18411 | 0.24721 | 0.15467 | 0.11405 | 0.10239 | 0.14201 | 0.11016 | 0.20082 | 0 | 0 | 0 | 0 | 0 | 0
1084 | 0.18467 | 0.54998 | 0.1061 | 0.16454 | 0.20284 | 0.13269 | 0.1218 | 0.092819 | 0.13184 | 0.10066 | 0.20118 | 0 | 0 | 0 | 0 | 0 | 0
1085 | 0.1674 | 0.61526 | 0.10761 | 0.16189 | 0.21066 | 0.12053 | 0.12173 | 0.095784 | 0.13374 | 0.10203 | 0.21664 | 0 | 0 | 0 | 0 | 0 | 0
1086 | 0.1577 | 0.66068 | 0.1193 | 0.17485 | 0.24754 | 0.10935 | 0.12718 | 0.10297 | 0.13932 | 0.1085 | 0.23647 | 0 | 0 | 0 | 0 | 0 | 0
1087 | 0.13968 | 0.69322 | 0.16233 | 0.19062 | 0.26984 | 0.0927 | 0.13983 | 0.10789 | 0.14023 | 0.11656 | 0.24379 | 0 | 0 | 0 | 0 | 0 | 0
1088 | 0.12549 | 0.68998 | 0.23251 | 0.22136 | 0.30607 | 0.072601 | 0.14532 | 0.11271 | 0.13515 | 0.11218 | 0.24312 | 0 | 0.007 | 0 | 0 | 0 | 0
1089 | 0.10909 | 0.67815 | 0.27896 | 0.24241 | 0.33919 | 0.048151 | 0.14615 | 0.10897 | 0.1178 | 0.084239 | 0.22983 | 0.023 | 0.109 | 0.024 | 0.03275 | 0.018 | 0.066
1090 | 0.079284 | 0.65329 | 0.23134 | 0.22434 | 0.36239 | 0.02414 | 0.14748 | 0.09804 | 0.098125 | 0.047431 | 0.22289 | 0.097 | 0.256 | 0.087 | 0.1245 | 0.065 | 0.249
1091 | 0.056593 | 0.61236 | 0.23956 | 0.2119 | 0.33953 | 0.012452 | 0.15624 | 0.089421 | 0.085217 | 0.025302 | 0.21369 | 0.186 | 0.384 | 0.171 | 0.2245 | 0.112 | 0.429
1092 | 0.050353 | 0.57338 | 0.21646 | 0.18917 | 0.30071 | 0.013924 | 0.16707 | 0.084832 | 0.07753 | 0.015594 | 0.19577 | 0.265 | 0.462 | 0.259 | 0.307 | 0.176 | 0.528
1093 | 0.044494 | 0.54321 | 0.2131 | 0.16992 | 0.25216 | 0.017957 | 0.17555 | 0.081342 | 0.071453 | 0.016265 | 0.17025 | 0.307 | 0.48 | 0.335 | 0.36225 | 0.247 | 0.56
1094 | 0.038418 | 0.51878 | 0.2131 | 0.1519 | 0.20419 | 0.02155 | 0.18004 | 0.078411 | 0.066424 | 0.019172 | 0.14656 | 0.328 | 0.439 | 0.356 | 0.37775 | 0.304 | 0.523
1095 | 0.036083 | 0.49131 | 0.20867 | 0.13733 | 0.16723 | 0.027929 | 0.1733 | 0.0803 | 0.065143 | 0.023641 | 0.1287 | 0.331 | 0.345 | 0.311 | 0.3595 | 0.36 | 0.436
1096 | 0.036375 | 0.48235 | 0.1925 | 0.12514 | 0.14655 | 0.037914 | 0.17483 | 0.082944 | 0.068149 | 0.032585 | 0.11915 | 0.277 | 0.215 | 0.225 | 0.2805 | 0.322 | 0.298
1097 | 0.041935 | 0.48743 | 0.15385 | 0.11233 | 0.14119 | 0.058216 | 0.22892 | 0.081622 | 0.078137 | 0.05347 | 0.11924 | 0.15 | 0.067 | 0.116 | 0.13675 | 0.161 | 0.12
1098 | 0.05219 | 0.51799 | 0.11454 | 0.11499 | 0.17823 | 0.099969 | 0.31867 | 0.091222 | 0.11186 | 0.08923 | 0.16702 | 0.013 | 0 | 0.024 | 0.01275 | 0.01 | 0.004
1099 | 0.06313 | 0.54647 | 0.0842 | 0.12127 | 0.21648 | 0.13199 | 0.33897 | 0.1095 | 0.14712 | 0.12984 | 0.21714 | 0 | 0 | 0 | 0 | 0 | 0
1100 | 0.068001 | 0.56135 | 0.064414 | 0.11635 | 0.21665 | 0.13598 | 0.32306 | 0.11171 | 0.15727 | 0.15452 | 0.22687 | 0 | 0 | 0 | 0 | 0 | 0
1101 | 0.060437 | 0.54369 | 0.041533 | 0.097449 | 0.19038 | 0.11426 | 0.29038 | 0.10516 | 0.14766 | 0.16293 | 0.20831 | 0 | 0 | 0 | 0 | 0 | 0
1102 | 0.039707 | 0.51611 | 0.018317 | 0.070465 | 0.15337 | 0.084552 | 0.24776 | 0.091542 | 0.12693 | 0.15641 | 0.17521 | 0 | 0 | 0 | 0 | 0 | 0
1103 | 0.019654 | 0.45958 | 0.008603 | 0.0484 | 0.11694 | 0.068382 | 0.22057 | 0.080395 | 0.11038 | 0.14982 | 0.14291 | 0 | 0 | 0 | 0 | 0 | 0
1104 | 0.008367 | 0.39925 | 0.010329 | 0.033799 | 0.082702 | 0.068581 | 0.19247 | 0.072174 | 0.096286 | 0.13666 | 0.10773 | 0 | 0 | 0 | 0 | 0 | 0
1105 | 0.004573 | 0.34321 | 0.047285 | 0.035484 | 0.054594 | 0.072983 | 0.16606 | 0.067164 | 0.080886 | 0.1114 | 0.071994 | 0 | 0 | 0 | 0 | 0 | 0
1106 | 0.00421 | 0.32917 | 0.1177 | 0.0538 | 0.039488 | 0.077015 | 0.15323 | 0.063829 | 0.070219 | 0.084443 | 0.055589 | 0 | 0 | 0 | 0 | 0 | 0
1107 | 0.007841 | 0.33806 | 0.18831 | 0.077008 | 0.034875 | 0.079235 | 0.1444 | 0.066673 | 0.064348 | 0.062261 | 0.049223 | 0 | 0 | 0 | 0 | 0 | 0
1108 | 0.012911 | 0.37146 | 0.26136 | 0.10373 | 0.036918 | 0.076538 | 0.13959 | 0.075289 | 0.06136 | 0.042302 | 0.051313 | 0 | 0 | 0 | 0 | 0 | 0
1109 | 0.017234 | 0.41101 | 0.3375 | 0.13148 | 0.039708 | 0.065351 | 0.14349 | 0.087144 | 0.058522 | 0.025773 | 0.055822 | 0 | 0 | 0 | 0 | 0 | 0
1110 | 0.021651 | 0.44851 | 0.43467 | 0.16518 | 0.039239 | 0.056005 | 0.15425 | 0.099316 | 0.05902 | 0.020388 | 0.060372 | 0 | 0 | 0 | 0 | 0 | 0
1111 | 0.025241 | 0.47396 | 0.51928 | 0.1936 | 0.036271 | 0.053407 | 0.16362 | 0.11053 | 0.063554 | 0.028008 | 0.062273 | 0 | 0 | 0 | 0 | 0 | 0
1112 | 0.029313 | 0.48172 | 0.54652 | 0.20316 | 0.033645 | 0.053564 | 0.17922 | 0.11456 | 0.068051 | 0.041336 | 0.062747 | 0 | 0.008 | 0 | 0 | 0 | 0
1113 | 0.041499 | 0.47544 | 0.4917 | 0.1889 | 0.033496 | 0.048098 | 0.20142 | 0.10626 | 0.063778 | 0.040678 | 0.060078 | 0.032 | 0.105 | 0.046 | 0.04175 | 0.044 | 0.045
1114 | 0.064168 | 0.44713 | 0.40268 | 0.16967 | 0.04215 | 0.043794 | 0.20696 | 0.097765 | 0.058719 | 0.033477 | 0.05984 | 0.104 | 0.256 | 0.143 | 0.14075 | 0.153 | 0.163
1115 | 0.088799 | 0.40839 | 0.37967 | 0.17681 | 0.061947 | 0.047977 | 0.21282 | 0.096168 | 0.060467 | 0.027797 | 0.069927 | 0.194 | 0.401 | 0.257 | 0.26975 | 0.3 | 0.328
1116 | 0.11416 | 0.38782 | 0.35981 | 0.18746 | 0.088394 | 0.053034 | 0.21118 | 0.10502 | 0.067234 | 0.023545 | 0.087338 | 0.277 | 0.49 | 0.348 | 0.38125 | 0.418 | 0.482
1117 | 0.12008 | 0.37917 | 0.40124 | 0.20836 | 0.10375 | 0.057803 | 0.20462 | 0.11964 | 0.073922 | 0.020344 | 0.097898 | 0.334 | 0.517 | 0.412 | 0.43475 | 0.464 | 0.529
1118 | 0.1218 | 0.35848 | 0.47856 | 0.23491 | 0.10436 | 0.062481 | 0.19717 | 0.12568 | 0.075378 | 0.017126 | 0.096224 | 0.334 | 0.484 | 0.414 | 0.4305 | 0.486 | 0.488
1119 | 0.13505 | 0.32453 | 0.45954 | 0.23069 | 0.097483 | 0.063212 | 0.18699 | 0.12214 | 0.071287 | 0.014071 | 0.085722 | 0.3 | 0.4 | 0.363 | 0.377 | 0.443 | 0.402
1120 | 0.14293 | 0.28159 | 0.33337 | 0.18804 | 0.087805 | 0.061813 | 0.16181 | 0.11031 | 0.064458 | 0.012895 | 0.072811 | 0.217 | 0.261 | 0.256 | 0.26675 | 0.326 | 0.268
1121 | 0.16543 | 0.25386 | 0.17009 | 0.14023 | 0.085176 | 0.065202 | 0.18528 | 0.094205 | 0.060976 | 0.017209 | 0.06729 | 0.096 | 0.085 | 0.128 | 0.116 | 0.134 | 0.106
1122 | 0.20381 | 0.24567 | 0.067916 | 0.12279 | 0.096643 | 0.0806 | 0.23257 | 0.098397 | 0.070814 | 0.025271 | 0.078986 | 0.005 | 0.001 | 0.021 | 0.009 | 0.006 | 0.004
1123 | 0.24988 | 0.25832 | 0.011018 | 0.12417 | 0.11163 | 0.092691 | 0.24446 | 0.11723 | 0.084496 | 0.034071 | 0.093991 | 0 | 0 | 0 | 0 | 0 | 0
1124 | 0.25454 | 0.26987 | 0.05446 | 0.14403 | 0.12309 | 0.10934 | 0.23171 | 0.13221 | 0.098099 | 0.045514 | 0.10533 | 0 | 0 | 0 | 0 | 0 | 0
1125 | 0.2412 | 0.27713 | 0.25889 | 0.21027 | 0.1307 | 0.12857 | 0.2084 | 0.14201 | 0.10786 | 0.048923 | 0.11193 | 0 | 0 | 0 | 0 | 0 | 0
1126 | 0.2102 | 0.27052 | 0.52361 | 0.28846 | 0.13157 | 0.13731 | 0.17301 | 0.14701 | 0.11136 | 0.048321 | 0.1128 | 0 | 0 | 0 | 0 | 0 | 0
1127 | 0.18216 | 0.2472 | 0.72472 | 0.34673 | 0.13332 | 0.13732 | 0.13712 | 0.15122 | 0.11289 | 0.050588 | 0.11241 | 0 | 0 | 0 | 0 | 0 | 0
1128 | 0.15384 | 0.21235 | 0.76758 | 0.35034 | 0.12961 | 0.13054 | 0.11158 | 0.15332 | 0.11009 | 0.04891 | 0.10758 | 0 | 0 | 0 | 0 | 0 | 0
1129 | 0.11625 | 0.1793 | 0.70588 | 0.31328 | 0.11771 | 0.12013 | 0.092031 | 0.15164 | 0.10265 | 0.044761 | 0.094065 | 0 | 0 | 0 | 0 | 0 | 0
1130 | 0.071624 | 0.14923 | 0.64811 | 0.27468 | 0.10431 | 0.10278 | 0.076154 | 0.14661 | 0.091845 | 0.042512 | 0.07548 | 0 | 0 | 0 | 0 | 0 | 0
1131 | 0.036435 | 0.12145 | 0.67901 | 0.26866 | 0.090544 | 0.08335 | 0.065147 | 0.1435 | 0.08098 | 0.039691 | 0.057379 | 0 | 0 | 0 | 0 | 0 | 0
1132 | 0.015723 | 0.099701 | 0.70475 | 0.26493 | 0.074332 | 0.067292 | 0.054368 | 0.13805 | 0.070791 | 0.033624 | 0.044202 | 0 | 0 | 0 | 0 | 0 | 0
1133 | 0.012644 | 0.08606 | 0.75085 | 0.27479 | 0.060883 | 0.054043 | 0.046913 | 0.13413 | 0.063219 | 0.027283 | 0.037423 | 0 | 0 | 0 | 0 | 0 | 0
1134 | 0.04296 | 0.076817 | 0.74577 | 0.28162 | 0.056118 | 0.044706 | 0.041914 | 0.14685 | 0.0615 | 0.021232 | 0.033213 | 0 | 0 | 0 | 0 | 0 | 0
1135 | 0.1402 | 0.071598 | 0.74882 | 0.3178 | 0.06436 | 0.039981 | 0.039563 | 0.17066 | 0.06573 | 0.017921 | 0.034357 | 0 | 0 | 0 | 0 | 0 | 0
1136 | 0.29547 | 0.067401 | 0.77421 | 0.38778 | 0.093669 | 0.038889 | 0.038182 | 0.19741 | 0.073465 | 0.018105 | 0.039459 | 0 | 0.01 | 0.001 | 0.00025 | 0 | 0
1137 | 0.44425 | 0.06493 | 0.74577 | 0.44508 | 0.14522 | 0.038232 | 0.029321 | 0.20624 | 0.07671 | 0.014123 | 0.048241 | 0.009 | 0.097 | 0.049 | 0.0225 | 0.024 | 0.008
1138 | 0.49954 | 0.075715 | 0.58991 | 0.43774 | 0.22379 | 0.039924 | 0.030657 | 0.19753 | 0.081175 | 0.018878 | 0.068365 | 0.041 | 0.211 | 0.152 | 0.0765 | 0.072 | 0.041
1139 | 0.45257 | 0.1013 | 0.58164 | 0.42963 | 0.25467 | 0.049399 | 0.031489 | 0.22679 | 0.096325 | 0.02215 | 0.086959 | 0.105 | 0.317 | 0.268 | 0.15675 | 0.152 | 0.102
1140 | 0.37635 | 0.12384 | 0.7258 | 0.46056 | 0.27953 | 0.063996 | 0.030229 | 0.2378 | 0.10991 | 0.024221 | 0.11361 | 0.165 | 0.398 | 0.357 | 0.232 | 0.217 | 0.189
1141 | 0.29931 | 0.13343 | 0.69902 | 0.42669 | 0.28175 | 0.07839 | 0.031404 | 0.22705 | 0.11841 | 0.026493 | 0.14172 | 0.196 | 0.429 | 0.405 | 0.276 | 0.255 | 0.248
1142 | 0.23509 | 0.14999 | 0.66562 | 0.38889 | 0.26597 | 0.090551 | 0.033929 | 0.212 | 0.12327 | 0.030107 | 0.16042 | 0.206 | 0.398 | 0.412 | 0.29425 | 0.282 | 0.277
1143 | 0.19589 | 0.17042 | 0.62616 | 0.35656 | 0.24764 | 0.10259 | 0.035787 | 0.19808 | 0.12598 | 0.031616 | 0.17163 | 0.185 | 0.317 | 0.377 | 0.28375 | 0.318 | 0.255
1144 | 0.18639 | 0.1811 | 0.58991 | 0.33876 | 0.23998 | 0.11562 | 0.038993 | 0.19121 | 0.1285 | 0.030218 | 0.17694 | 0.14 | 0.188 | 0.287 | 0.208 | 0.213 | 0.192
1145 | 0.17947 | 0.17506 | 0.55221 | 0.31449 | 0.2118 | 0.13241 | 0.053624 | 0.18096 | 0.12886 | 0.038125 | 0.16396 | 0.067 | 0.052 | 0.156 | 0.0985 | 0.077 | 0.094
1146 | 0.1266 | 0.18216 | 0.57051 | 0.28777 | 0.1662 | 0.17969 | 0.075862 | 0.20085 | 0.14977 | 0.066263 | 0.15227 | 0.007 | 0 | 0.037 | 0.01375 | 0.004 | 0.007
1147 | 0.071999 | 0.20895 | 0.68617 | 0.29843 | 0.13712 | 0.20128 | 0.093031 | 0.24877 | 0.16997 | 0.096544 | 0.13328 | 0 | 0 | 0 | 0 | 0 | 0
1148 | 0.054363 | 0.23589 | 0.73749 | 0.30495 | 0.12299 | 0.18844 | 0.099345 | 0.2493 | 0.16642 | 0.11084 | 0.11712 | 0 | 0 | 0 | 0 | 0 | 0
1149 | 0.032271 | 0.26647 | 0.70247 | 0.27707 | 0.096479 | 0.17127 | 0.096614 | 0.22911 | 0.1542 | 0.12089 | 0.095541 | 0 | 0 | 0 | 0 | 0 | 0
1150 | 0.015042 | 0.29287 | 0.65317 | 0.2487 | 0.077892 | 0.12621 | 0.090325 | 0.2085 | 0.13368 | 0.12577 | 0.074232 | 0 | 0 | 0 | 0 | 0 | 0
1151 | 0.019047 | 0.30928 | 0.61425 | 0.24001 | 0.08672 | 0.068299 | 0.08488 | 0.18885 | 0.10895 | 0.11008 | 0.068579 | 0 | 0 | 0 | 0 | 0 | 0
1152 | 0.034999 | 0.32189 | 0.54652 | 0.23043 | 0.10977 | 0.029434 | 0.080422 | 0.1623 | 0.087873 | 0.084421 | 0.075334 | 0 | 0 | 0 | 0 | 0 | 0
1153 | 0.050597 | 0.32626 | 0.461 | 0.21431 | 0.13133 | 0.012426 | 0.072922 | 0.13505 | 0.074147 | 0.065332 | 0.083785 | 0 | 0 | 0 | 0 | 0 | 0
1154 | 0.058649 | 0.32333 | 0.3811 | 0.19571 | 0.14739 | 0.007061 | 0.063465 | 0.11374 | 0.065716 | 0.052212 | 0.089846 | 0 | 0 | 0 | 0 | 0 | 0
1155 | 0.058988 | 0.33267 | 0.33475 | 0.18744 | 0.16859 | 0.005791 | 0.057949 | 0.10115 | 0.062369 | 0.041689 | 0.10085 | 0 | 0 | 0 | 0 | 0 | 0
1156 | 0.063412 | 0.35935 | 0.28151 | 0.17757 | 0.18777 | 0.008436 | 0.057275 | 0.091487 | 0.063066 | 0.034952 | 0.11739 | 0 | 0 | 0 | 0 | 0 | 0
1157 | 0.078816 | 0.37283 | 0.23485 | 0.17655 | 0.21599 | 0.01487 | 0.057853 | 0.083644 | 0.065589 | 0.030265 | 0.13358 | 0 | 0 | 0 | 0 | 0 | 0
1158 | 0.10351 | 0.38223 | 0.22441 | 0.19149 | 0.24654 | 0.022826 | 0.060589 | 0.079338 | 0.068188 | 0.025042 | 0.14555 | 0 | 0 | 0 | 0 | 0 | 0
1159 | 0.13395 | 0.41701 | 0.21199 | 0.19721 | 0.24568 | 0.030157 | 0.062812 | 0.075987 | 0.068361 | 0.021838 | 0.14546 | 0 | 0 | 0 | 0 | 0 | 0
1160 | 0.15034 | 0.45422 | 0.20319 | 0.19971 | 0.24559 | 0.034144 | 0.065487 | 0.073551 | 0.068757 | 0.021867 | 0.14547 | 0 | 0.005 | 0.003 | 0.00075 | 0 | 0
1161 | 0.15611 | 0.48113 | 0.15948 | 0.19684 | 0.27494 | 0.027963 | 0.069149 | 0.068425 | 0.067009 | 0.016464 | 0.15518 | 0.044 | 0.068 | 0.077 | 0.047 | 0.03 | 0.037
1162 | 0.16672 | 0.52036 | 0.12416 | 0.199 | 0.30613 | 0.020993 | 0.085148 | 0.06785 | 0.06627 | 0.013661 | 0.16258 | 0.149 | 0.174 | 0.217 | 0.15125 | 0.1 | 0.139
1163 | 0.1763 | 0.57273 | 0.098728 | 0.20295 | 0.33382 | 0.020518 | 0.095534 | 0.071662 | 0.073711 | 0.015574 | 0.18709 | 0.353 | 0.316 | 0.379 | 0.3275 | 0.231 | 0.347
1164 | 0.18803 | 0.60952 | 0.070906 | 0.20927 | 0.36888 | 0.022402 | 0.1115 | 0.07137 | 0.080614 | 0.021273 | 0.20741 | 0.474 | 0.435 | 0.505 | 0.4625 | 0.383 | 0.488
1165 | 0.19472 | 0.63488 | 0.082883 | 0.23043 | 0.41369 | 0.027224 | 0.13162 | 0.065824 | 0.089025 | 0.025394 | 0.23766 | 0.542 | 0.508 | 0.565 | 0.5485 | 0.533 | 0.554
1166 | 0.20842 | 0.68214 | 0.07583 | 0.24149 | 0.4402 | 0.033473 | 0.14877 | 0.05889 | 0.095942 | 0.027664 | 0.26374 | 0.545 | 0.492 | 0.57 | 0.5545 | 0.548 | 0.555
1167 | 0.2302 | 0.71242 | 0.056601 | 0.24224 | 0.43993 | 0.041144 | 0.15649 | 0.053845 | 0.098834 | 0.029878 | 0.27047 | 0.498 | 0.404 | 0.511 | 0.5035 | 0.533 | 0.472
1168 | 0.24743 | 0.72889 | 0.046301 | 0.23276 | 0.40454 | 0.047768 | 0.14529 | 0.050234 | 0.094647 | 0.032 | 0.24859 | 0.382 | 0.261 | 0.395 | 0.38725 | 0.437 | 0.335
1169 | 0.23367 | 0.72107 | 0.045327 | 0.20726 | 0.34278 | 0.047274 | 0.15192 | 0.04585 | 0.084356 | 0.036283 | 0.20802 | 0.209 | 0.094 | 0.233 | 0.209 | 0.237 | 0.157
1170 | 0.23287 | 0.71708 | 0.05081 | 0.21894 | 0.37313 | 0.053357 | 0.19922 | 0.047835 | 0.09413 | 0.040151 | 0.23518 | 0.032 | 0.002 | 0.059 | 0.033 | 0.028 | 0.013
1171 | 0.27237 | 0.73466 | 0.052359 | 0.24922 | 0.42292 | 0.070685 | 0.2368 | 0.058043 | 0.11352 | 0.042255 | 0.28309 | 0 | 0 | 0 | 0 | 0 | 0
1172 | 0.31726 | 0.74275 | 0.073347 | 0.27977 | 0.4487 | 0.10994 | 0.25645 | 0.071555 | 0.13688 | 0.054629 | 0.3114 | 0 | 0 | 0 | 0 | 0 | 0
1173 | 0.35147 | 0.74079 | 0.081576 | 0.29946 | 0.46533 | 0.17547 | 0.26628 | 0.091099 | 0.16971 | 0.081981 | 0.33031 | 0 | 0 | 0 | 0 | 0 | 0
1174 | 0.37182 | 0.73562 | 0.093042 | 0.31211 | 0.47148 | 0.25696 | 0.27231 | 0.11606 | 0.21 | 0.12386 | 0.34314 | 0 | 0 | 0 | 0 | 0 | 0
1175 | 0.39453 | 0.73901 | 0.14744 | 0.33805 | 0.47217 | 0.32107 | 0.272 | 0.14627 | 0.24715 | 0.17565 | 0.3456 | 0 | 0 | 0 | 0 | 0 | 0
1176 | 0.40631 | 0.74653 | 0.21759 | 0.36924 | 0.48381 | 0.33748 | 0.2687 | 0.17558 | 0.26448 | 0.20101 | 0.34384 | 0 | 0 | 0 | 0 | 0 | 0
1177 | 0.41054 | 0.75094 | 0.25766 | 0.3868 | 0.4922 | 0.27428 | 0.263 | 0.19082 | 0.2449 | 0.17744 | 0.33705 | 0 | 0 | 0 | 0 | 0 | 0
1178 | 0.40708 | 0.74456 | 0.29577 | 0.39453 | 0.48075 | 0.21261 | 0.25046 | 0.18506 | 0.2165 | 0.15173 | 0.31661 | 0 | 0 | 0 | 0 | 0 | 0
1179 | 0.43504 | 0.73189 | 0.31167 | 0.40529 | 0.46916 | 0.17642 | 0.23527 | 0.16819 | 0.19345 | 0.13124 | 0.29794 | 0 | 0 | 0 | 0 | 0 | 0
1180 | 0.46548 | 0.72028 | 0.31167 | 0.42232 | 0.4898 | 0.16634 | 0.22298 | 0.14877 | 0.18207 | 0.11058 | 0.3026 | 0 | 0 | 0 | 0 | 0 | 0
1181 | 0.5266 | 0.71296 | 0.29971 | 0.45568 | 0.54073 | 0.18495 | 0.20041 | 0.13561 | 0.18444 | 0.097299 | 0.31992 | 0 | 0 | 0 | 0 | 0 | 0
1182 | 0.56471 | 0.73018 | 0.25766 | 0.47093 | 0.59042 | 0.20885 | 0.19559 | 0.12536 | 0.19193 | 0.088662 | 0.34486 | 0 | 0 | 0 | 0 | 0 | 0
1183 | 0.57344 | 0.76151 | 0.24075 | 0.47669 | 0.61589 | 0.23192 | 0.19258 | 0.11959 | 0.20218 | 0.090119 | 0.3671 | 0 | 0 | 0 | 0 | 0 | 0
1184 | 0.57303 | 0.79322 | 0.3279 | 0.50603 | 0.61718 | 0.24683 | 0.19877 | 0.12398 | 0.21203 | 0.10102 | 0.3763 | 0 | 0.012 | 0.004 | 0.001 | 0 | 0
1185 | 0.56979 | 0.80264 | 0.45661 | 0.56033 | 0.65458 | 0.25265 | 0.19909 | 0.1302 | 0.22792 | 0.1177 | 0.41114 | 0.032 | 0.116 | 0.112 | 0.0535 | 0.034 | 0.036
1186 | 0.57782 | 0.80259 | 0.4449 | 0.56004 | 0.65739 | 0.29927 | 0.24754 | 0.13256 | 0.2587 | 0.15358 | 0.4494 | 0.115 | 0.264 | 0.258 | 0.157 | 0.124 | 0.131
1187 | 0.57252 | 0.79366 | 0.50043 | 0.57745 | 0.65938 | 0.33112 | 0.27137 | 0.16089 | 0.27154 | 0.15518 | 0.43898 | 0.238 | 0.414 | 0.414 | 0.2965 | 0.251 | 0.283
1188 | 0.58332 | 0.78922 | 0.61691 | 0.62519 | 0.67532 | 0.35958 | 0.27552 | 0.20631 | 0.29579 | 0.15283 | 0.46444 | 0.374 | 0.513 | 0.523 | 0.43225 | 0.362 | 0.47
1189 | 0.6429 | 0.78802 | 0.65568 | 0.66451 | 0.69496 | 0.4163 | 0.27375 | 0.24844 | 0.33661 | 0.17798 | 0.50372 | 0.501 | 0.541 | 0.585 | 0.5335 | 0.451 | 0.597
1190 | 0.70718 | 0.79251 | 0.69323 | 0.70905 | 0.72675 | 0.47288 | 0.27125 | 0.28357 | 0.37835 | 0.21356 | 0.54338 | 0.517 | 0.517 | 0.58 | 0.5545 | 0.555 | 0.566
1191 | 0.73491 | 0.79609 | 0.70814 | 0.73231 | 0.75388 | 0.51407 | 0.26807 | 0.30549 | 0.41004 | 0.25278 | 0.56783 | 0.489 | 0.432 | 0.519 | 0.51275 | 0.567 | 0.476
1192 | 0.73853 | 0.80205 | 0.70814 | 0.73792 | 0.76709 | 0.52392 | 0.25627 | 0.31199 | 0.42287 | 0.28898 | 0.5666 | 0.377 | 0.294 | 0.402 | 0.397 | 0.475 | 0.334
1193 | 0.73837 | 0.81464 | 0.73009 | 0.74339 | 0.76171 | 0.49507 | 0.24806 | 0.29191 | 0.40252 | 0.27711 | 0.54598 | 0.18 | 0.116 | 0.236 | 0.20975 | 0.275 | 0.148
1194 | 0.74775 | 0.81832 | 0.71596 | 0.73984 | 0.75582 | 0.49402 | 0.28946 | 0.29214 | 0.40513 | 0.29726 | 0.53712 | 0.017 | 0.003 | 0.058 | 0.031 | 0.04 | 0.009
1195 | 0.74513 | 0.81332 | 0.75883 | 0.75737 | 0.76814 | 0.52081 | 0.32479 | 0.32787 | 0.43675 | 0.34413 | 0.5542 | 0 | 0 | 0 | 0 | 0 | 0
1196 | 0.73067 | 0.81654 | 0.78791 | 0.76961 | 0.79026 | 0.52133 | 0.32168 | 0.34703 | 0.44469 | 0.32829 | 0.5821 | 0 | 0 | 0 | 0 | 0 | 0
1197 | 0.69259 | 0.83164 | 0.81642 | 0.77076 | 0.80327 | 0.49772 | 0.31169 | 0.3592 | 0.43617 | 0.29819 | 0.58957 | 0 | 0 | 0 | 0 | 0 | 0
1198 | 0.70185 | 0.83641 | 0.82263 | 0.77476 | 0.7998 | 0.51368 | 0.29444 | 0.3686 | 0.43861 | 0.29443 | 0.57773 | 0 | 0 | 0 | 0 | 0 | 0
1199 | 0.73178 | 0.83885 | 0.78702 | 0.77263 | 0.7991 | 0.51292 | 0.28859 | 0.38096 | 0.44234 | 0.29974 | 0.57574 | 0 | 0 | 0 | 0 | 0 | 0
1200 | 0.75095 | 0.84186 | 0.77701 | 0.76076 | 0.75434 | 0.52679 | 0.2855 | 0.38858 | 0.42604 | 0.26365 | 0.52514 | 0 | 0 | 0 | 0 | 0 | 0
1201 | 0.76582 | 0.83833 | 0.79406 | 0.76553 | 0.73672 | 0.52382 | 0.27064 | 0.39044 | 0.42547 | 0.28296 | 0.50466 | 0 | 0 | 0 | 0 | 0 | 0
1202 | 0.79769 | 0.82034 | 0.83952 | 0.78853 | 0.72838 | 0.54949 | 0.26656 | 0.39137 | 0.44261 | 0.30863 | 0.52095 | 0 | 0 | 0 | 0 | 0 | 0
1203 | 0.79887 | 0.7811 | 0.8924 | 0.80636 | 0.7278 | 0.55926 | 0.2639 | 0.39206 | 0.46125 | 0.35805 | 0.53563 | 0 | 0 | 0 | 0 | 0 | 0
1204 | 0.78143 | 0.74759 | 0.89339 | 0.79931 | 0.72313 | 0.5763 | 0.26681 | 0.39411 | 0.49522 | 0.44558 | 0.56489 | 0 | 0 | 0 | 0 | 0 | 0
1205 | 0.76364 | 0.7243 | 0.87206 | 0.78732 | 0.72626 | 0.57766 | 0.27772 | 0.38577 | 0.51073 | 0.48841 | 0.59109 | 0 | 0 | 0 | 0 | 0 | 0
1206 | 0.72754 | 0.71816 | 0.86006 | 0.77073 | 0.7246 | 0.58022 | 0.29622 | 0.37071 | 0.49742 | 0.45475 | 0.58401 | 0 | 0 | 0 | 0 | 0 | 0
1207 | 0.64285 | 0.72048 | 0.87826 | 0.74766 | 0.72188 | 0.58248 | 0.30929 | 0.36148 | 0.48131 | 0.3976 | 0.58368 | 0 | 0 | 0 | 0 | 0 | 0
1208 | 0.59115 | 0.74264 | 0.87206 | 0.72047 | 0.6982 | 0.67472 | 0.32822 | 0.36003 | 0.50416 | 0.3893 | 0.59257 | 0 | 0.021 | 0.006 | 0.0015 | 0 | 0
1209 | 0.5245 | 0.75367 | 0.89823 | 0.69594 | 0.6651 | 0.61519 | 0.33901 | 0.38709 | 0.51039 | 0.46295 | 0.57632 | 0.021 | 0.149 | 0.092 | 0.03725 | 0.03 | 0.006
1210 | 0.39099 | 0.72778 | 0.92657 | 0.65497 | 0.64737 | 0.55264 | 0.40523 | 0.37734 | 0.49525 | 0.49487 | 0.55615 | 0.063 | 0.292 | 0.203 | 0.11025 | 0.155 | 0.02
1211 | 0.23275 | 0.6717 | 0.93744 | 0.56763 | 0.53269 | 0.53089 | 0.47613 | 0.42105 | 0.50551 | 0.56515 | 0.50496 | 0.09 | 0.397 | 0.294 | 0.18275 | 0.316 | 0.031
1212 | 0.22312 | 0.59793 | 0.94175 | 0.52649 | 0.41459 | 0.51006 | 0.51037 | 0.4797 | 0.50896 | 0.62898 | 0.41711 | 0.097 | 0.448 | 0.353 | 0.226 | 0.41 | 0.044
1213 | 0.16247 | 0.53138 | 0.94265 | 0.47197 | 0.31079 | 0.4941 | 0.5066 | 0.50725 | 0.50139 | 0.66234 | 0.34186 | 0.089 | 0.45 | 0.371 | 0.23175 | 0.423 | 0.044
1214 | 0.12921 | 0.46677 | 0.94497 | 0.43325 | 0.22557 | 0.46243 | 0.47766 | 0.53502 | 0.48445 | 0.67113 | 0.26921 | 0.061 | 0.411 | 0.348 | 0.1965 | 0.342 | 0.035
1215 | 0.08769 | 0.39956 | 0.94722 | 0.39011 | 0.13542 | 0.46566 | 0.42037 | 0.56077 | 0.48059 | 0.69595 | 0.19999 | 0.045 | 0.323 | 0.291 | 0.14225 | 0.213 | 0.02
1216 | 0.076303 | 0.37023 | 0.89775 | 0.34108 | 0.049199 | 0.49859 | 0.36289 | 0.57844 | 0.48534 | 0.72376 | 0.14055 | 0.026 | 0.205 | 0.205 | 0.08675 | 0.104 | 0.012
1217 | 0.054463 | 0.3057 | 0.80175 | 0.29317 | 0.023297 | 0.5532 | 0.35093 | 0.58857 | 0.49951 | 0.7408 | 0.11548 | 0.008 | 0.075 | 0.104 | 0.03575 | 0.028 | 0.003
1218 | 0.028673 | 0.19976 | 0.75386 | 0.27093 | 0.030244 | 0.59541 | 0.3556 | 0.593 | 0.51311 | 0.75193 | 0.11209 | 0 | 0.002 | 0.018 | 0.00475 | 0.001 | 0
1219 | 0.008619 | 0.12193 | 0.82416 | 0.28643 | 0.026521 | 0.62398 | 0.35632 | 0.58826 | 0.51806 | 0.75327 | 0.10672 | 0 | 0 | 0 | 0 | 0 | 0
1220 | 0.009414 | 0.085805 | 0.82032 | 0.283 | 0.019251 | 0.6412 | 0.34912 | 0.56525 | 0.50982 | 0.73594 | 0.096898 | 0 | 0 | 0 | 0 | 0 | 0
1221 | 0.035 | 0.065128 | 0.55079 | 0.20049 | 0.015689 | 0.66192 | 0.33642 | 0.52987 | 0.50149 | 0.71787 | 0.096291 | 0 | 0 | 0 | 0 | 0 | 0
1222 | 0.10498 | 0.046181 | 0.45661 | 0.19127 | 0.012228 | 0.63242 | 0.33289 | 0.50079 | 0.48928 | 0.74149 | 0.08243 | 0 | 0 | 0 | 0 | 0 | 0
1223 | 0.1625 | 0.034234 | 0.49461 | 0.22655 | 0.022547 | 0.57692 | 0.33542 | 0.47743 | 0.47102 | 0.76257 | 0.067143 | 0 | 0 | 0 | 0 | 0 | 0
1224 | 0.18626 | 0.022671 | 0.50479 | 0.24578 | 0.046276 | 0.48145 | 0.33647 | 0.45741 | 0.4437 | 0.78002 | 0.055906 | 0 | 0 | 0 | 0 | 0 | 0
1225 | 0.19812 | 0.017947 | 0.45222 | 0.24117 | 0.073187 | 0.38154 | 0.34863 | 0.44498 | 0.41632 | 0.78571 | 0.053047 | 0 | 0 | 0 | 0 | 0 | 0
1226 | 0.19628 | 0.018707 | 0.40702 | 0.23498 | 0.10165 | 0.30582 | 0.36157 | 0.42335 | 0.39333 | 0.77797 | 0.066182 | 0 | 0 | 0 | 0 | 0 | 0
1227 | 0.19038 | 0.023306 | 0.39114 | 0.23454 | 0.12211 | 0.26223 | 0.36454 | 0.3862 | 0.37352 | 0.75881 | 0.086869 | 0 | 0 | 0 | 0 | 0 | 0
1228 | 0.18887 | 0.03209 | 0.49607 | 0.2739 | 0.13676 | 0.23518 | 0.35691 | 0.34718 | 0.35084 | 0.71801 | 0.10301 | 0 | 0 | 0 | 0 | 0 | 0
1229 | 0.17453 | 0.046994 | 0.56491 | 0.29623 | 0.14925 | 0.20183 | 0.35053 | 0.30209 | 0.30445 | 0.59886 | 0.11504 | 0 | 0 | 0 | 0 | 0 | 0
1230 | 0.1456 | 0.060612 | 0.56069 | 0.28395 | 0.14556 | 0.16746 | 0.34658 | 0.25045 | 0.24321 | 0.4429 | 0.11204 | 0 | 0 | 0 | 0 | 0 | 0
1231 | 0.12031 | 0.071165 | 0.56631 | 0.27685 | 0.14391 | 0.14899 | 0.35243 | 0.21116 | 0.21447 | 0.38745 | 0.11029 | 0 | 0 | 0 | 0 | 0 | 0
1232 | 0.11801 | 0.074754 | 0.60352 | 0.29089 | 0.15113 | 0.14184 | 0.34279 | 0.18339 | 0.188 | 0.31064 | 0.11615 | 0 | 0.017 | 0.001 | 0.00025 | 0 | 0
1233 | 0.12281 | 0.072763 | 0.60352 | 0.30039 | 0.17485 | 0.1292 | 0.28858 | 0.15556 | 0.15691 | 0.21734 | 0.12552 | 0.012 | 0.084 | 0.021 | 0.0185 | 0.032 | 0.009
1234 | 0.12615 | 0.071092 | 0.58716 | 0.30461 | 0.20051 | 0.1174 | 0.26024 | 0.13672 | 0.142 | 0.18186 | 0.13202 | 0.044 | 0.151 | 0.072 | 0.06975 | 0.127 | 0.036
1235 | 0.11648 | 0.079727 | 0.63787 | 0.32632 | 0.2246 | 0.14033 | 0.28511 | 0.14762 | 0.14642 | 0.142 | 0.15574 | 0.151 | 0.214 | 0.152 | 0.18675 | 0.375 | 0.069
1236 | 0.098863 | 0.10556 | 0.70927 | 0.35388 | 0.2535 | 0.16562 | 0.355 | 0.18896 | 0.16788 | 0.11569 | 0.20126 | 0.208 | 0.274 | 0.21 | 0.2325 | 0.402 | 0.11
1237 | 0.095884 | 0.14235 | 0.75486 | 0.36707 | 0.25045 | 0.17265 | 0.40112 | 0.22634 | 0.18172 | 0.10961 | 0.21828 | 0.226 | 0.286 | 0.232 | 0.24075 | 0.374 | 0.131
1238 | 0.10481 | 0.18403 | 0.8211 | 0.38844 | 0.23942 | 0.16102 | 0.41279 | 0.25254 | 0.18641 | 0.11792 | 0.21416 | 0.193 | 0.259 | 0.221 | 0.224 | 0.341 | 0.141
1239 | 0.10514 | 0.22356 | 0.85435 | 0.39181 | 0.21595 | 0.13496 | 0.38691 | 0.26902 | 0.17759 | 0.11581 | 0.19059 | 0.126 | 0.204 | 0.182 | 0.17925 | 0.282 | 0.127
1240 | 0.094611 | 0.25062 | 0.82941 | 0.36684 | 0.17651 | 0.098083 | 0.31346 | 0.26663 | 0.15524 | 0.10383 | 0.15242 | 0.078 | 0.119 | 0.132 | 0.113 | 0.161 | 0.081
1241 | 0.081829 | 0.2577 | 0.73116 | 0.31575 | 0.13426 | 0.068993 | 0.25354 | 0.22153 | 0.1238 | 0.091496 | 0.11319 | 0.036 | 0.038 | 0.073 | 0.047 | 0.047 | 0.032
1242 | 0.078349 | 0.24245 | 0.61425 | 0.27114 | 0.12082 | 0.068155 | 0.22157 | 0.18835 | 0.11471 | 0.10036 | 0.10196 | 0.002 | 0 | 0.018 | 0.0065 | 0.004 | 0.002
1243 | 0.078952 | 0.22251 | 0.58164 | 0.26335 | 0.12945 | 0.081729 | 0.1897 | 0.20518 | 0.12764 | 0.1175 | 0.10617 | 0 | 0 | 0 | 0 | 0 | 0
1244 | 0.082979 | 0.21354 | 0.58026 | 0.27116 | 0.15025 | 0.092896 | 0.16958 | 0.22243 | 0.1376 | 0.11857 | 0.11649 | 0 | 0 | 0 | 0 | 0 | 0
1245 | 0.085844 | 0.21731 | 0.58164 | 0.28145 | 0.17686 | 0.099999 | 0.15924 | 0.23414 | 0.14457 | 0.10775 | 0.13639 | 0 | 0 | 0 | 0 | 0 | 0
1246 | 0.092721 | 0.22312 | 0.57748 | 0.28921 | 0.19743 | 0.10292 | 0.14786 | 0.23543 | 0.14543 | 0.089622 | 0.15375 | 0 | 0 | 0 | 0 | 0 | 0
1247 | 0.10794 | 0.2372 | 0.61956 | 0.31212 | 0.20886 | 0.10534 | 0.13991 | 0.23217 | 0.14448 | 0.076713 | 0.1637 | 0 | 0 | 0 | 0 | 0 | 0
1248 | 0.11949 | 0.25334 | 0.60621 | 0.3103 | 0.2052 | 0.10418 | 0.12818 | 0.22254 | 0.14185 | 0.077715 | 0.16296 | 0 | 0 | 0 | 0 | 0 | 0
1249 | 0.13845 | 0.2649 | 0.58991 | 0.30777 | 0.19497 | 0.10263 | 0.11179 | 0.20956 | 0.13827 | 0.091669 | 0.14921 | 0 | 0 | 0 | 0 | 0 | 0
1250 | 0.16703 | 0.28028 | 0.6519 | 0.33827 | 0.19588 | 0.10823 | 0.094957 | 0.20357 | 0.13891 | 0.10308 | 0.14074 | 0 | 0 | 0 | 0 | 0 | 0
1251 | 0.18933 | 0.31125 | 0.61956 | 0.33858 | 0.20686 | 0.12333 | 0.084171 | 0.19384 | 0.14259 | 0.10786 | 0.14533 | 0 | 0 | 0 | 0 | 0 | 0
1252 | 0.1621 | 0.35395 | 0.54225 | 0.30165 | 0.20061 | 0.12619 | 0.079768 | 0.17714 | 0.14142 | 0.11586 | 0.14648 | 0 | 0 | 0 | 0 | 0 | 0
1253 | 0.10272 | 0.38681 | 0.3697 | 0.21166 | 0.16257 | 0.09314 | 0.078168 | 0.15118 | 0.12494 | 0.12673 | 0.12871 | 0 | 0 | 0 | 0 | 0 | 0
1254 | 0.064803 | 0.4004 | 0.20647 | 0.13252 | 0.12629 | 0.060518 | 0.079104 | 0.12811 | 0.10198 | 0.10698 | 0.11231 | 0 | 0 | 0 | 0 | 0 | 0
1255 | 0.049646 | 0.39218 | 0.11454 | 0.094256 | 0.11858 | 0.050683 | 0.083543 | 0.11331 | 0.089369 | 0.082202 | 0.11127 | 0 | 0 | 0 | 0 | 0 | 0
1256 | 0.060204 | 0.3758 | 0.037458 | 0.085025 | 0.15741 | 0.061843 | 0.082289 | 0.10873 | 0.092307 | 0.058354 | 0.1403 | 0 | 0.004 | 0.002 | 0.001 | 0.001 | 0.001
1257 | 0.09727 | 0.36298 | 0.00492 | 0.10407 | 0.21002 | 0.074817 | 0.077368 | 0.11481 | 0.099625 | 0.03338 | 0.17549 | 0.063 | 0.056 | 0.083 | 0.081 | 0.072 | 0.106
1258 | 0.14788 | 0.38407 | 0.015379 | 0.13237 | 0.23384 | 0.071961 | 0.076282 | 0.13543 | 0.10119 | 0.023364 | 0.17401 | 0.175 | 0.157 | 0.22 | 0.234 | 0.259 | 0.282
1259 | 0.19661 | 0.3995 | 0.07583 | 0.18576 | 0.28482 | 0.092613 | 0.086349 | 0.15909 | 0.12376 | 0.022709 | 0.22061 | 0.353 | 0.284 | 0.382 | 0.418 | 0.464 | 0.473
1260 | 0.25883 | 0.38596 | 0.21646 | 0.26452 | 0.31827 | 0.11402 | 0.10819 | 0.19183 | 0.14376 | 0.024552 | 0.24463 | 0.53 | 0.386 | 0.505 | 0.545 | 0.589 | 0.556
1261 | 0.34517 | 0.37914 | 0.37539 | 0.36837 | 0.38455 | 0.13564 | 0.11396 | 0.2226 | 0.15895 | 0.014585 | 0.26299 | 0.573 | 0.412 | 0.558 | 0.5895 | 0.653 | 0.574
1262 | 0.44933 | 0.40285 | 0.58441 | 0.49777 | 0.45958 | 0.17472 | 0.10937 | 0.25955 | 0.18585 | 0.014147 | 0.29497 | 0.557 | 0.396 | 0.521 | 0.5685 | 0.664 | 0.532
1263 | 0.558 | 0.42607 | 0.77044 | 0.61453 | 0.51516 | 0.22965 | 0.10517 | 0.30538 | 0.22177 | 0.030314 | 0.32173 | 0.465 | 0.342 | 0.449 | 0.4905 | 0.622 | 0.426
1264 | 0.61218 | 0.4546 | 0.86618 | 0.67886 | 0.55822 | 0.28251 | 0.095975 | 0.34482 | 0.25788 | 0.064344 | 0.33985 | 0.3 | 0.239 | 0.341 | 0.35 | 0.513 | 0.246
1265 | 0.66967 | 0.54758 | 0.90196 | 0.71518 | 0.5739 | 0.28439 | 0.089029 | 0.37944 | 0.28065 | 0.11864 | 0.34012 | 0.111 | 0.101 | 0.201 | 0.175 | 0.317 | 0.071
1266 | 0.74494 | 0.63696 | 0.90469 | 0.76448 | 0.64381 | 0.33922 | 0.11256 | 0.41359 | 0.33552 | 0.20631 | 0.38295 | 0.007 | 0.005 | 0.057 | 0.0305 | 0.056 | 0.002
1267 | 0.8252 | 0.71204 | 0.915 | 0.82252 | 0.72736 | 0.44 | 0.15387 | 0.46041 | 0.41053 | 0.29593 | 0.4458 | 0 | 0 | 0 | 0 | 0 | 0
1268 | 0.89325 | 0.79927 | 0.93386 | 0.87369 | 0.79398 | 0.50792 | 0.2025 | 0.50023 | 0.48077 | 0.39306 | 0.52188 | 0 | 0 | 0 | 0 | 0 | 0
1269 | 0.93304 | 0.85883 | 0.94265 | 0.91098 | 0.85725 | 0.57823 | 0.2517 | 0.53944 | 0.54294 | 0.45458 | 0.59953 | 0 | 0 | 0 | 0 | 0 | 0
1270 | 0.96263 | 0.8931 | 0.91703 | 0.92739 | 0.90251 | 0.64696 | 0.29852 | 0.57477 | 0.60019 | 0.50557 | 0.67345 | 0 | 0 | 0 | 0 | 0 | 0
1271 | 0.97532 | 0.91535 | 0.90333 | 0.94232 | 0.94829 | 0.74775 | 0.33054 | 0.58955 | 0.66591 | 0.53222 | 0.79413 | 0 | 0 | 0 | 0 | 0 | 0
1272 | 0.97753 | 0.92867 | 0.89727 | 0.9477 | 0.96831 | 0.82564 | 0.36095 | 0.59364 | 0.71335 | 0.55737 | 0.87673 | 0 | 0 | 0 | 0 | 0 | 0
1273 | 0.96225 | 0.93856 | 0.91459 | 0.94997 | 0.97306 | 0.86221 | 0.39311 | 0.60786 | 0.74143 | 0.5995 | 0.89613 | 0 | 0 | 0 | 0 | 0 | 0
1274 | 0.92171 | 0.9436 | 0.94205 | 0.94066 | 0.95822 | 0.89403 | 0.41848 | 0.61484 | 0.76532 | 0.66481 | 0.88758 | 0 | 0 | 0 | 0 | 0 | 0
1275 | 0.8448 | 0.93814 | 0.96697 | 0.9131 | 0.92753 | 0.88763 | 0.44917 | 0.60988 | 0.7618 | 0.69865 | 0.85104 | 0 | 0 | 0 | 0 | 0 | 0
1276 | 0.72623 | 0.93663 | 0.95547 | 0.84942 | 0.86657 | 0.83528 | 0.46247 | 0.58429 | 0.72952 | 0.70851 | 0.79 | 0 | 0 | 0 | 0 | 0 | 0
1277 | 0.66079 | 0.92159 | 0.92729 | 0.77636 | 0.741 | 0.76408 | 0.49456 | 0.56109 | 0.71196 | 0.81503 | 0.70765 | 0 | 0 | 0 | 0 | 0 | 0
1278 | 0.54881 | 0.8772 | 0.87991 | 0.68494 | 0.62609 | 0.65643 | 0.51425 | 0.51481 | 0.64069 | 0.79517 | 0.59633 | 0 | 0 | 0 | 0 | 0 | 0
1279 | 0.4806 | 0.81168 | 0.87491 | 0.63286 | 0.54306 | 0.53394 | 0.52209 | 0.47032 | 0.57054 | 0.78953 | 0.48837 | 0 | 0 | 0 | 0 | 0 | 0
1280 | 0.47891 | 0.75037 | 0.84506 | 0.61361 | 0.51686 | 0.41063 | 0.49105 | 0.43162 | 0.48593 | 0.68912 | 0.41235 | 0 | 0.012 | 0.002 | 0.0005 | 0 | 0
1281 | 0.45379 | 0.71394 | 0.75386 | 0.57221 | 0.50899 | 0.33288 | 0.45409 | 0.38313 | 0.39892 | 0.52371 | 0.35594 | 0.008 | 0.061 | 0.039 | 0.01425 | 0.005 | 0.005
1282 | 0.40092 | 0.68037 | 0.69439 | 0.52659 | 0.48446 | 0.26151 | 0.43399 | 0.36082 | 0.32477 | 0.37867 | 0.29811 | 0.045 | 0.12 | 0.122 | 0.0555 | 0.023 | 0.032
1283 | 0.39968 | 0.63125 | 0.9015 | 0.58529 | 0.45468 | 0.23463 | 0.43147 | 0.43008 | 0.30071 | 0.29323 | 0.24488 | 0.117 | 0.158 | 0.22 | 0.1205 | 0.046 | 0.099
1284 | 0.46314 | 0.59323 | 0.94055 | 0.62772 | 0.47947 | 0.28718 | 0.41751 | 0.48037 | 0.33554 | 0.28228 | 0.29234 | 0.195 | 0.169 | 0.284 | 0.18925 | 0.066 | 0.212
1285 | 0.52948 | 0.56003 | 0.95571 | 0.66857 | 0.52051 | 0.34488 | 0.34773 | 0.52244 | 0.37607 | 0.29341 | 0.34354 | 0.258 | 0.154 | 0.307 | 0.24775 | 0.09 | 0.336
1286 | 0.59031 | 0.53845 | 0.96243 | 0.70234 | 0.55429 | 0.40583 | 0.28962 | 0.57652 | 0.4071 | 0.26401 | 0.38203 | 0.269 | 0.132 | 0.302 | 0.291 | 0.156 | 0.437
1287 | 0.60363 | 0.52641 | 0.93993 | 0.71013 | 0.58683 | 0.43107 | 0.23864 | 0.60308 | 0.42895 | 0.28036 | 0.40129 | 0.197 | 0.106 | 0.255 | 0.247 | 0.199 | 0.337
1288 | 0.6426 | 0.51976 | 0.90692 | 0.7178 | 0.6039 | 0.41036 | 0.20681 | 0.5883 | 0.41403 | 0.27709 | 0.3804 | 0.11 | 0.07 | 0.184 | 0.1595 | 0.17 | 0.174
1289 | 0.7247 | 0.51713 | 0.87032 | 0.73779 | 0.61834 | 0.45027 | 0.19354 | 0.55028 | 0.41842 | 0.29094 | 0.38217 | 0.048 | 0.026 | 0.097 | 0.06675 | 0.064 | 0.058
1290 | 0.80297 | 0.51605 | 0.81163 | 0.7536 | 0.64619 | 0.5348 | 0.22169 | 0.53256 | 0.48075 | 0.42817 | 0.42749 | 0.005 | 0.001 | 0.023 | 0.0085 | 0.003 | 0.003
1291 | 0.84532 | 0.53056 | 0.76565 | 0.76019 | 0.66959 | 0.59168 | 0.24795 | 0.52312 | 0.52528 | 0.51653 | 0.46977 | 0 | 0 | 0 | 0 | 0 | 0
1292 | 0.83861 | 0.56822 | 0.75981 | 0.7664 | 0.70079 | 0.5982 | 0.25708 | 0.50326 | 0.53118 | 0.53202 | 0.49126 | 0 | 0 | 0 | 0 | 0 | 0
1293 | 0.82425 | 0.56552 | 0.74372 | 0.76234 | 0.71907 | 0.58061 | 0.25468 | 0.47283 | 0.50543 | 0.47633 | 0.49194 | 0 | 0 | 0 | 0 | 0 | 0
1294 | 0.80978 | 0.54095 | 0.74269 | 0.756 | 0.71554 | 0.57961 | 0.25198 | 0.45713 | 0.47005 | 0.36268 | 0.48079 | 0 | 0 | 0 | 0 | 0 | 0
1295 | 0.79512 | 0.5654 | 0.7258 | 0.7446 | 0.71289 | 0.56691 | 0.25385 | 0.45135 | 0.44673 | 0.29541 | 0.47324 | 0 | 0 | 0 | 0 | 0 | 0
1296 | 0.80028 | 0.59304 | 0.70132 | 0.73922 | 0.71605 | 0.52099 | 0.25716 | 0.45944 | 0.43333 | 0.27819 | 0.47472 | 0 | 0 | 0 | 0 | 0 | 0
1297 | 0.81866 | 0.63062 | 0.6838 | 0.7471 | 0.73884 | 0.51862 | 0.25643 | 0.47282 | 0.44305 | 0.29468 | 0.48607 | 0 | 0 | 0 | 0 | 0 | 0
1298 | 0.84609 | 0.66716 | 0.6766 | 0.7575 | 0.7498 | 0.52744 | 0.26228 | 0.4689 | 0.44638 | 0.2877 | 0.5015 | 0 | 0 | 0 | 0 | 0 | 0
1299 | 0.86714 | 0.72662 | 0.70132 | 0.78371 | 0.78266 | 0.54085 | 0.2727 | 0.45839 | 0.45756 | 0.29077 | 0.54022 | 0 | 0 | 0 | 0 | 0 | 0
1300 | 0.87818 | 0.77552 | 0.73854 | 0.80997 | 0.81321 | 0.5601 | 0.27842 | 0.45283 | 0.48686 | 0.35113 | 0.58337 | 0 | 0 | 0 | 0 | 0 | 0
1301 | 0.87267 | 0.81366 | 0.74984 | 0.82017 | 0.838 | 0.57596 | 0.28536 | 0.44657 | 0.49976 | 0.35742 | 0.61909 | 0 | 0 | 0 | 0 | 0 | 0
1302 | 0.85024 | 0.83812 | 0.76853 | 0.81845 | 0.83659 | 0.59689 | 0.29698 | 0.45028 | 0.52071 | 0.3884 | 0.64727 | 0 | 0 | 0 | 0 | 0 | 0
1303 | 0.80145 | 0.84854 | 0.78612 | 0.80066 | 0.8144 | 0.6152 | 0.3054 | 0.47124 | 0.53767 | 0.41836 | 0.64586 | 0 | 0 | 0 | 0 | 0 | 0
1304 | 0.73454 | 0.84869 | 0.78702 | 0.77059 | 0.79023 | 0.65372 | 0.3189 | 0.47946 | 0.55349 | 0.4367 | 0.6441 | 0 | 0.011 | 0.002 | 0.0005 | 0 | 0
1305 | 0.68489 | 0.82404 | 0.74062 | 0.73168 | 0.76953 | 0.60098 | 0.32627 | 0.4702 | 0.54693 | 0.46791 | 0.64865 | 0.027 | 0.08 | 0.043 | 0.029 | 0.025 | 0.021
1306 | 0.63526 | 0.77734 | 0.58854 | 0.64837 | 0.72132 | 0.52986 | 0.37362 | 0.46201 | 0.5279 | 0.53656 | 0.58315 | 0.081 | 0.188 | 0.129 | 0.087 | 0.066 | 0.072
1307 | 0.57753 | 0.72559 | 0.80259 | 0.68941 | 0.68811 | 0.49441 | 0.42742 | 0.49913 | 0.52053 | 0.5556 | 0.53299 | 0.133 | 0.279 | 0.232 | 0.15825 | 0.118 | 0.15
1308 | 0.51587 | 0.68631 | 0.90469 | 0.7006 | 0.68124 | 0.47141 | 0.44056 | 0.55645 | 0.53022 | 0.54802 | 0.545 | 0.174 | 0.32 | 0.313 | 0.20875 | 0.118 | 0.23
1309 | 0.44808 | 0.67518 | 0.90104 | 0.66708 | 0.65212 | 0.4279 | 0.43171 | 0.56357 | 0.51474 | 0.54634 | 0.52114 | 0.195 | 0.309 | 0.346 | 0.2375 | 0.114 | 0.295
1310 | 0.41834 | 0.67153 | 0.88578 | 0.6384 | 0.61109 | 0.37187 | 0.41611 | 0.54819 | 0.46983 | 0.48512 | 0.47414 | 0.211 | 0.258 | 0.324 | 0.244 | 0.101 | 0.34
1311 | 0.42603 | 0.67627 | 0.87206 | 0.62494 | 0.57674 | 0.32296 | 0.37644 | 0.52719 | 0.418 | 0.38572 | 0.43614 | 0.214 | 0.193 | 0.274 | 0.22425 | 0.081 | 0.328
1312 | 0.4223 | 0.69543 | 0.86192 | 0.60281 | 0.5242 | 0.28716 | 0.30859 | 0.50095 | 0.37301 | 0.30206 | 0.40188 | 0.197 | 0.117 | 0.207 | 0.17775 | 0.045 | 0.262
1313 | 0.41522 | 0.70822 | 0.82263 | 0.57164 | 0.47708 | 0.24117 | 0.27984 | 0.44962 | 0.32263 | 0.25683 | 0.34288 | 0.126 | 0.042 | 0.121 | 0.0985 | 0.016 | 0.131
1314 | 0.45454 | 0.70195 | 0.73116 | 0.55316 | 0.47378 | 0.25978 | 0.30153 | 0.42993 | 0.31459 | 0.24571 | 0.32294 | 0.024 | 0.001 | 0.035 | 0.01875 | 0.001 | 0.015
1315 | 0.46454 | 0.69564 | 0.71927 | 0.57204 | 0.53231 | 0.3148 | 0.30801 | 0.45811 | 0.34693 | 0.25314 | 0.36168 | 0 | 0 | 0 | 0 | 0 | 0
1316 | 0.4888 | 0.68584 | 0.73222 | 0.59471 | 0.56312 | 0.36734 | 0.29763 | 0.45918 | 0.36532 | 0.23394 | 0.40082 | 0 | 0 | 0 | 0 | 0 | 0
1317 | 0.51479 | 0.67162 | 0.62089 | 0.55425 | 0.52707 | 0.39548 | 0.28241 | 0.45683 | 0.36699 | 0.22498 | 0.39067 | 0 | 0 | 0 | 0 | 0 | 0
1318 | 0.53725 | 0.64295 | 0.52505 | 0.52209 | 0.50396 | 0.37813 | 0.26136 | 0.43065 | 0.34804 | 0.244 | 0.33939 | 0 | 0 | 0 | 0 | 0 | 0
1319 | 0.51923 | 0.60712 | 0.4449 | 0.49101 | 0.50889 | 0.3326 | 0.22859 | 0.40909 | 0.32589 | 0.25001 | 0.31186 | 0 | 0 | 0 | 0 | 0 | 0
1320 | 0.48528 | 0.584 | 0.45954 | 0.48668 | 0.51521 | 0.3051 | 0.19615 | 0.38596 | 0.31769 | 0.2535 | 0.3262 | 0 | 0 | 0 | 0 | 0 | 0
1321 | 0.44104 | 0.56987 | 0.49024 | 0.46686 | 0.46929 | 0.27064 | 0.16436 | 0.36046 | 0.29503 | 0.22585 | 0.32316 | 0 | 0 | 0 | 0 | 0 | 0
1322 | 0.38109 | 0.53519 | 0.53223 | 0.45533 | 0.45267 | 0.25411 | 0.14061 | 0.33021 | 0.26882 | 0.16801 | 0.32296 | 0 | 0 | 0 | 0 | 0 | 0
1323 | 0.32296 | 0.50692 | 0.58578 | 0.43615 | 0.3997 | 0.22464 | 0.12233 | 0.30085 | 0.24022 | 0.13119 | 0.30422 | 0 | 0 | 0 | 0 | 0 | 0
1324 | 0.27071 | 0.49337 | 0.68021 | 0.43304 | 0.3482 | 0.20591 | 0.11313 | 0.27084 | 0.21568 | 0.095094 | 0.29087 | 0 | 0 | 0 | 0 | 0 | 0
1325 | 0.23576 | 0.48414 | 0.63528 | 0.39094 | 0.30177 | 0.18359 | 0.1086 | 0.24405 | 0.19295 | 0.072053 | 0.27209 | 0 | 0 | 0 | 0 | 0 | 0
1326 | 0.22055 | 0.45525 | 0.63528 | 0.37585 | 0.27173 | 0.17087 | 0.10565 | 0.2249 | 0.17749 | 0.065286 | 0.24889 | 0 | 0 | 0 | 0 | 0 | 0
1327 | 0.21235 | 0.3979 | 0.63399 | 0.37844 | 0.28898 | 0.17749 | 0.10027 | 0.22989 | 0.175 | 0.066407 | 0.22621 | 0 | 0 | 0 | 0 | 0 | 0
1328 | 0.2066 | 0.35778 | 0.70814 | 0.41001 | 0.31528 | 0.19008 | 0.095452 | 0.2461 | 0.18165 | 0.080978 | 0.20944 | 0 | 0.008 | 0.004 | 0.00125 | 0.001 | 0
1329 | 0.21679 | 0.32251 | 0.71707 | 0.42375 | 0.33741 | 0.20417 | 0.084194 | 0.25341 | 0.18634 | 0.09026 | 0.19753 | 0.014 | 0.066 | 0.048 | 0.0295 | 0.036 | 0.02
1330 | 0.20714 | 0.29911 | 0.73749 | 0.42779 | 0.33874 | 0.22181 | 0.088436 | 0.25447 | 0.19817 | 0.11974 | 0.19665 | 0.047 | 0.166 | 0.119 | 0.07375 | 0.073 | 0.056
1331 | 0.16153 | 0.29809 | 0.69787 | 0.4085 | 0.3661 | 0.25213 | 0.094727 | 0.27637 | 0.23872 | 0.20042 | 0.22597 | 0.077 | 0.282 | 0.198 | 0.12725 | 0.13 | 0.104
1332 | 0.12379 | 0.27485 | 0.67539 | 0.39292 | 0.37956 | 0.27519 | 0.10269 | 0.29666 | 0.26746 | 0.26008 | 0.23792 | 0.103 | 0.359 | 0.263 | 0.164 | 0.155 | 0.135
1333 | 0.11507 | 0.21502 | 0.68854 | 0.37772 | 0.32954 | 0.2702 | 0.10773 | 0.30059 | 0.28041 | 0.31913 | 0.23172 | 0.107 | 0.383 | 0.281 | 0.18625 | 0.176 | 0.181
1334 | 0.12481 | 0.13839 | 0.69902 | 0.36124 | 0.25989 | 0.24109 | 0.099992 | 0.28928 | 0.26955 | 0.34152 | 0.20631 | 0.095 | 0.363 | 0.266 | 0.165 | 0.137 | 0.162
1335 | 0.11259 | 0.075055 | 0.69323 | 0.32962 | 0.18305 | 0.19035 | 0.082357 | 0.25993 | 0.23049 | 0.30994 | 0.16176 | 0.079 | 0.295 | 0.23 | 0.13225 | 0.11 | 0.11
1336 | 0.085111 | 0.033363 | 0.65568 | 0.28532 | 0.11518 | 0.13812 | 0.06058 | 0.21712 | 0.17842 | 0.25018 | 0.10826 | 0.044 | 0.195 | 0.17 | 0.0835 | 0.065 | 0.055
1337 | 0.054551 | 0.010383 | 0.64684 | 0.259 | 0.075609 | 0.097416 | 0.045806 | 0.1794 | 0.13604 | 0.20026 | 0.067092 | 0.021 | 0.079 | 0.099 | 0.04175 | 0.029 | 0.018
1338 | 0.027824 | 0.002429 | 0.61158 | 0.23178 | 0.055948 | 0.078145 | 0.043742 | 0.16598 | 0.11562 | 0.17071 | 0.047672 | 0.004 | 0.003 | 0.027 | 0.0085 | 0.002 | 0.001
1339 | 0.008968 | 0.000606 | 0.63528 | 0.2283 | 0.040647 | 0.067043 | 0.047746 | 0.17319 | 0.1052 | 0.14592 | 0.034634 | 0 | 0 | 0 | 0 | 0 | 0
1340 | 0.000264 | 0.000163 | 0.63269 | 0.21925 | 0.024793 | 0.059109 | 0.051947 | 0.16745 | 0.092581 | 0.11636 | 0.027409 | 0 | 0 | 0 | 0 | 0 | 0
1341 | 0 | 7.4e-05 | 0.59401 | 0.20423 | 0.01868 | 0.055998 | 0.056189 | 0.152 | 0.078685 | 0.083316 | 0.023424 | 0 | 0 | 0 | 0 | 0 | 0
1342 | 0.009173 | 0.00012 | 0.48148 | 0.17155 | 0.023991 | 0.06104 | 0.06024 | 0.1369 | 0.068819 | 0.053398 | 0.023934 | 0 | 0 | 0 | 0 | 0 | 0
1343 | 0.044527 | 0.000475 | 0.39979 | 0.16029 | 0.036545 | 0.074227 | 0.064811 | 0.13126 | 0.068261 | 0.037916 | 0.029645 | 0 | 0 | 0 | 0 | 0 | 0
1344 | 0.093654 | 0.001411 | 0.3697 | 0.17128 | 0.050473 | 0.085644 | 0.06514 | 0.13283 | 0.070587 | 0.029004 | 0.03487 | 0 | 0 | 0 | 0 | 0 | 0
1345 | 0.15309 | 0.005085 | 0.37824 | 0.19873 | 0.06487 | 0.092936 | 0.062155 | 0.12941 | 0.071177 | 0.021366 | 0.040995 | 0 | 0 | 0 | 0 | 0 | 0
1346 | 0.21972 | 0.017569 | 0.3897 | 0.23325 | 0.090326 | 0.098034 | 0.06125 | 0.12539 | 0.073291 | 0.013903 | 0.055841 | 0 | 0 | 0 | 0 | 0 | 0
1347 | 0.26992 | 0.045701 | 0.41573 | 0.27608 | 0.14259 | 0.10556 | 0.065444 | 0.12831 | 0.082412 | 0.011359 | 0.084423 | 0 | 0 | 0 | 0 | 0 | 0
1348 | 0.28977 | 0.083675 | 0.43905 | 0.31353 | 0.21176 | 0.11759 | 0.072598 | 0.13512 | 0.096904 | 0.017617 | 0.11729 | 0 | 0 | 0 | 0 | 0 | 0
1349 | 0.31325 | 0.12665 | 0.48294 | 0.35504 | 0.26893 | 0.12884 | 0.077294 | 0.14408 | 0.11047 | 0.027895 | 0.14105 | 0 | 0 | 0 | 0 | 0 | 0
1350 | 0.36824 | 0.17651 | 0.52072 | 0.40524 | 0.32675 | 0.14648 | 0.080951 | 0.15387 | 0.12583 | 0.040112 | 0.16285 | 0 | 0 | 0 | 0 | 0 | 0
1351 | 0.41159 | 0.2418 | 0.53939 | 0.44357 | 0.37973 | 0.18113 | 0.087317 | 0.16761 | 0.1485 | 0.059148 | 0.18609 | 0 | 0 | 0 | 0 | 0 | 0
1352 | 0.48545 | 0.33942 | 0.55787 | 0.48236 | 0.40376 | 0.21837 | 0.091054 | 0.1804 | 0.17495 | 0.081292 | 0.21974 | 0.001 | 0.057 | 0.009 | 0.00275 | 0.001 | 0
1353 | 0.53017 | 0.43293 | 0.55504 | 0.51337 | 0.4549 | 0.2492 | 0.066085 | 0.18302 | 0.1929 | 0.089408 | 0.24996 | 0.033 | 0.207 | 0.063 | 0.04025 | 0.036 | 0.029
1354 | 0.54942 | 0.52676 | 0.46393 | 0.51715 | 0.53809 | 0.29124 | 0.066433 | 0.18688 | 0.2181 | 0.10003 | 0.29426 | 0.115 | 0.36 | 0.132 | 0.108 | 0.089 | 0.096
1355 | 0.53388 | 0.59237 | 0.45368 | 0.51787 | 0.56606 | 0.34786 | 0.11933 | 0.2004 | 0.26306 | 0.1639 | 0.34005 | 0.172 | 0.479 | 0.2 | 0.17775 | 0.16 | 0.179
1356 | 0.57788 | 0.63675 | 0.54368 | 0.5856 | 0.63525 | 0.38773 | 0.17216 | 0.22102 | 0.31171 | 0.22689 | 0.41118 | 0.211 | 0.556 | 0.253 | 0.24525 | 0.281 | 0.236
1357 | 0.54912 | 0.66834 | 0.70475 | 0.63672 | 0.6563 | 0.40342 | 0.19142 | 0.2476 | 0.33831 | 0.25858 | 0.44364 | 0.188 | 0.566 | 0.273 | 0.2695 | 0.406 | 0.211
1358 | 0.58131 | 0.68758 | 0.75486 | 0.67087 | 0.67643 | 0.42357 | 0.20028 | 0.26373 | 0.3511 | 0.25534 | 0.46178 | 0.155 | 0.523 | 0.255 | 0.2475 | 0.408 | 0.172
1359 | 0.59127 | 0.71482 | 0.79231 | 0.68319 | 0.66599 | 0.43765 | 0.20898 | 0.27035 | 0.36093 | 0.25118 | 0.48453 | 0.124 | 0.43 | 0.21 | 0.19625 | 0.327 | 0.124
1360 | 0.576 | 0.74119 | 0.75186 | 0.66921 | 0.67977 | 0.43265 | 0.20937 | 0.2725 | 0.3633 | 0.24791 | 0.50016 | 0.084 | 0.293 | 0.148 | 0.12575 | 0.2 | 0.071
1361 | 0.52032 | 0.77503 | 0.6838 | 0.63075 | 0.68813 | 0.47068 | 0.21612 | 0.27921 | 0.38479 | 0.2628 | 0.52646 | 0.038 | 0.129 | 0.081 | 0.05775 | 0.085 | 0.027
1362 | 0.38601 | 0.7767 | 0.75685 | 0.59063 | 0.62902 | 0.52126 | 0.27798 | 0.31923 | 0.42743 | 0.3393 | 0.52994 | 0.004 | 0.009 | 0.02 | 0.009 | 0.011 | 0.001
1363 | 0.48024 | 0.72233 | 0.70017 | 0.53724 | 0.4313 | 0.51457 | 0.33764 | 0.35979 | 0.44167 | 0.43665 | 0.45565 | 0 | 0 | 0 | 0 | 0 | 0
1364 | 0.59788 | 0.63268 | 0.58164 | 0.51201 | 0.35649 | 0.45136 | 0.36199 | 0.36901 | 0.40134 | 0.43849 | 0.3465 | 0 | 0 | 0 | 0 | 0 | 0
1365 | 0.45731 | 0.52604 | 0.63138 | 0.47357 | 0.33203 | 0.36302 | 0.37319 | 0.35962 | 0.35189 | 0.4283 | 0.25661 | 0 | 0 | 0 | 0 | 0 | 0
1366 | 0.35298 | 0.36151 | 0.71151 | 0.44901 | 0.28253 | 0.30595 | 0.34936 | 0.34595 | 0.31773 | 0.40833 | 0.21069 | 0 | 0 | 0 | 0 | 0 | 0
1367 | 0.39399 | 0.24298 | 0.74474 | 0.47843 | 0.29655 | 0.27168 | 0.32274 | 0.34885 | 0.30065 | 0.38617 | 0.19588 | 0 | 0 | 0 | 0 | 0 | 0
1368 | 0.5766 | 0.17709 | 0.69787 | 0.54682 | 0.36599 | 0.29623 | 0.29073 | 0.36284 | 0.30901 | 0.34546 | 0.23153 | 0 | 0 | 0 | 0 | 0 | 0
1369 | 0.65718 | 0.14614 | 0.67539 | 0.59391 | 0.44915 | 0.34587 | 0.25625 | 0.37532 | 0.30662 | 0.25192 | 0.25337 | 0 | 0 | 0 | 0 | 0 | 0
1370 | 0.67051 | 0.15629 | 0.62747 | 0.60152 | 0.50658 | 0.39124 | 0.22565 | 0.40267 | 0.29975 | 0.11071 | 0.29437 | 0 | 0 | 0 | 0 | 0 | 0
1371 | 0.64546 | 0.18279 | 0.60621 | 0.59573 | 0.53551 | 0.42035 | 0.20155 | 0.43914 | 0.3097 | 0.051894 | 0.32742 | 0 | 0 | 0 | 0 | 0 | 0
1372 | 0.63598 | 0.22572 | 0.62089 | 0.60743 | 0.56544 | 0.43309 | 0.1818 | 0.4678 | 0.34409 | 0.11897 | 0.35649 | 0 | 0 | 0 | 0 | 0 | 0
1373 | 0.62253 | 0.27285 | 0.67418 | 0.62229 | 0.57017 | 0.4023 | 0.16697 | 0.48117 | 0.37695 | 0.26523 | 0.35912 | 0 | 0 | 0 | 0 | 0 | 0
1374 | 0.58425 | 0.31901 | 0.67175 | 0.59828 | 0.53884 | 0.38008 | 0.15486 | 0.48292 | 0.41815 | 0.44819 | 0.36142 | 0 | 0 | 0 | 0 | 0 | 0
1375 | 0.51866 | 0.33455 | 0.57331 | 0.52193 | 0.47382 | 0.36719 | 0.14369 | 0.47141 | 0.43982 | 0.58314 | 0.33752 | 0 | 0 | 0 | 0 | 0 | 0
1376 | 0.44638 | 0.31066 | 0.53653 | 0.46421 | 0.40972 | 0.33218 | 0.1192 | 0.45234 | 0.4266 | 0.62559 | 0.2963 | 0.001 | 0.043 | 0.002 | 0.00125 | 0 | 0.002
1377 | 0.37726 | 0.26942 | 0.46247 | 0.38985 | 0.32982 | 0.28177 | 0.074925 | 0.39719 | 0.37536 | 0.58192 | 0.24056 | 0.06 | 0.139 | 0.081 | 0.0575 | 0.024 | 0.065
1378 | 0.32579 | 0.23997 | 0.24075 | 0.28218 | 0.28 | 0.29937 | 0.066512 | 0.39201 | 0.39035 | 0.65154 | 0.21847 | 0.174 | 0.229 | 0.219 | 0.169 | 0.086 | 0.197
1379 | 0.29222 | 0.21866 | 0.34165 | 0.29865 | 0.26208 | 0.35447 | 0.088443 | 0.4422 | 0.4288 | 0.69225 | 0.2263 | 0.354 | 0.296 | 0.351 | 0.3285 | 0.246 | 0.363
1380 | 0.24934 | 0.21882 | 0.27896 | 0.25909 | 0.24897 | 0.32712 | 0.10298 | 0.40908 | 0.39815 | 0.63999 | 0.2164 | 0.473 | 0.342 | 0.434 | 0.45575 | 0.414 | 0.502
1381 | 0.20696 | 0.21767 | 0.18623 | 0.2077 | 0.22991 | 0.29964 | 0.11226 | 0.36795 | 0.36139 | 0.57787 | 0.20009 | 0.522 | 0.351 | 0.467 | 0.5075 | 0.504 | 0.537
1382 | 0.17696 | 0.19729 | 0.16329 | 0.1848 | 0.21414 | 0.26981 | 0.12033 | 0.33638 | 0.32833 | 0.52351 | 0.1836 | 0.492 | 0.319 | 0.451 | 0.4825 | 0.474 | 0.513
1383 | 0.15137 | 0.17202 | 0.1925 | 0.18151 | 0.20067 | 0.2454 | 0.11773 | 0.31279 | 0.29962 | 0.47062 | 0.16967 | 0.43 | 0.256 | 0.399 | 0.41925 | 0.402 | 0.446
1384 | 0.1159 | 0.15003 | 0.24194 | 0.17812 | 0.17652 | 0.22107 | 0.11377 | 0.28835 | 0.2697 | 0.41737 | 0.15201 | 0.352 | 0.17 | 0.317 | 0.325 | 0.299 | 0.332
1385 | 0.087522 | 0.12653 | 0.27514 | 0.16894 | 0.14417 | 0.17662 | 0.11181 | 0.25084 | 0.22048 | 0.32693 | 0.12753 | 0.213 | 0.071 | 0.201 | 0.19525 | 0.192 | 0.175
1386 | 0.085312 | 0.10968 | 0.32245 | 0.18147 | 0.13664 | 0.15112 | 0.11834 | 0.21592 | 0.18579 | 0.25756 | 0.11855 | 0.047 | 0.003 | 0.063 | 0.04475 | 0.041 | 0.028
1387 | 0.097004 | 0.11033 | 0.3486 | 0.19934 | 0.15241 | 0.16743 | 0.13233 | 0.21601 | 0.20374 | 0.29567 | 0.13584 | 0 | 0 | 0 | 0 | 0 | 0
1388 | 0.094022 | 0.11974 | 0.2626 | 0.16844 | 0.14871 | 0.15378 | 0.137 | 0.2037 | 0.20426 | 0.32052 | 0.13905 | 0 | 0 | 0 | 0 | 0 | 0
1389 | 0.11296 | 0.11498 | 0.1852 | 0.13924 | 0.11957 | 0.11415 | 0.13482 | 0.17731 | 0.17665 | 0.295 | 0.12016 | 0 | 0 | 0 | 0 | 0 | 0
1390 | 0.17487 | 0.098958 | 0.22556 | 0.16696 | 0.10046 | 0.085572 | 0.12448 | 0.15045 | 0.14205 | 0.22956 | 0.10262 | 0 | 0 | 0 | 0 | 0 | 0
1391 | 0.24477 | 0.082609 | 0.29055 | 0.22186 | 0.13026 | 0.092117 | 0.11169 | 0.14362 | 0.12811 | 0.16824 | 0.10848 | 0 | 0 | 0 | 0 | 0 | 0
1392 | 0.28637 | 0.090386 | 0.42591 | 0.30319 | 0.19729 | 0.12353 | 0.098137 | 0.15045 | 0.13133 | 0.11281 | 0.13853 | 0 | 0 | 0 | 0 | 0 | 0
1393 | 0.3176 | 0.11465 | 0.57051 | 0.38815 | 0.27634 | 0.1592 | 0.091709 | 0.16541 | 0.14257 | 0.065048 | 0.18062 | 0 | 0 | 0 | 0 | 0 | 0
1394 | 0.34098 | 0.14213 | 0.67781 | 0.45417 | 0.34371 | 0.18539 | 0.087193 | 0.18424 | 0.1549 | 0.035813 | 0.21417 | 0 | 0 | 0 | 0 | 0 | 0
1395 | 0.3876 | 0.15539 | 0.70701 | 0.4957 | 0.39249 | 0.20422 | 0.087311 | 0.19953 | 0.16125 | 0.016372 | 0.22487 | 0 | 0 | 0 | 0 | 0 | 0
1396 | 0.40257 | 0.20631 | 0.69902 | 0.49868 | 0.39446 | 0.22772 | 0.083713 | 0.21124 | 0.16659 | 0.003815 | 0.22358 | 0 | 0 | 0 | 0 | 0 | 0
1397 | 0.39281 | 0.2796 | 0.71817 | 0.50538 | 0.40515 | 0.22517 | 0.077035 | 0.21846 | 0.16835 | 0.013444 | 0.21632 | 0 | 0 | 0 | 0 | 0 | 0
1398 | 0.39543 | 0.32065 | 0.69206 | 0.49571 | 0.39965 | 0.22451 | 0.078425 | 0.23093 | 0.17309 | 0.032738 | 0.20417 | 0 | 0 | 0 | 0 | 0 | 0
1399 | 0.43523 | 0.36383 | 0.68736 | 0.50762 | 0.40027 | 0.23557 | 0.076936 | 0.24853 | 0.18643 | 0.054853 | 0.20674 | 0 | 0 | 0 | 0 | 0 | 0
1400 | 0.48008 | 0.42314 | 0.73644 | 0.55089 | 0.43614 | 0.24628 | 0.076321 | 0.26404 | 0.20761 | 0.084052 | 0.23609 | 0.003 | 0.018 | 0.012 | 0.00575 | 0.006 | 0.002
1401 | 0.5144 | 0.46841 | 0.7816 | 0.58924 | 0.47172 | 0.25322 | 0.072713 | 0.25246 | 0.21672 | 0.10076 | 0.26043 | 0.065 | 0.106 | 0.114 | 0.07925 | 0.091 | 0.047
1402 | 0.52728 | 0.51248 | 0.80175 | 0.62943 | 0.55926 | 0.24696 | 0.094854 | 0.23866 | 0.2375 | 0.15058 | 0.31382 | 0.112 | 0.267 | 0.217 | 0.171 | 0.257 | 0.098
1403 | 0.61663 | 0.55136 | 0.79921 | 0.66922 | 0.59182 | 0.28665 | 0.11557 | 0.25541 | 0.2767 | 0.20467 | 0.36006 | 0.148 | 0.397 | 0.281 | 0.21025 | 0.269 | 0.143
1404 | 0.66362 | 0.58657 | 0.79406 | 0.69016 | 0.61282 | 0.4238 | 0.131 | 0.34598 | 0.35762 | 0.23753 | 0.42317 | 0.247 | 0.48 | 0.315 | 0.26875 | 0.26 | 0.253
1405 | 0.72114 | 0.6239 | 0.76758 | 0.71815 | 0.66574 | 0.53941 | 0.14627 | 0.39402 | 0.42727 | 0.27493 | 0.50072 | 0.387 | 0.498 | 0.319 | 0.3415 | 0.267 | 0.393
1406 | 0.78484 | 0.65002 | 0.62877 | 0.71757 | 0.73911 | 0.60961 | 0.16035 | 0.41263 | 0.47537 | 0.30964 | 0.56961 | 0.492 | 0.466 | 0.293 | 0.4015 | 0.324 | 0.497
1407 | 0.8141 | 0.65461 | 0.62747 | 0.73354 | 0.75907 | 0.6467 | 0.17042 | 0.42403 | 0.50321 | 0.34757 | 0.59455 | 0.48 | 0.402 | 0.25 | 0.42025 | 0.51 | 0.441
1408 | 0.81257 | 0.67428 | 0.68499 | 0.75527 | 0.76826 | 0.64339 | 0.17033 | 0.42599 | 0.51197 | 0.38254 | 0.59596 | 0.35 | 0.286 | 0.189 | 0.3345 | 0.521 | 0.278
1409 | 0.83445 | 0.7094 | 0.70361 | 0.77859 | 0.79773 | 0.62851 | 0.15908 | 0.41978 | 0.50655 | 0.37186 | 0.60605 | 0.164 | 0.136 | 0.113 | 0.18025 | 0.34 | 0.104
1410 | 0.86704 | 0.74836 | 0.69206 | 0.79743 | 0.8332 | 0.66682 | 0.19103 | 0.43801 | 0.55015 | 0.44828 | 0.64748 | 0.022 | 0.014 | 0.031 | 0.0355 | 0.077 | 0.012
1411 | 0.88452 | 0.78765 | 0.68971 | 0.81203 | 0.86186 | 0.70706 | 0.25828 | 0.48625 | 0.60679 | 0.53963 | 0.69421 | 0 | 0 | 0 | 0 | 0 | 0
1412 | 0.89748 | 0.81869 | 0.76372 | 0.8478 | 0.88221 | 0.73893 | 0.31003 | 0.53256 | 0.65487 | 0.62653 | 0.72144 | 0 | 0 | 0 | 0 | 0 | 0
1413 | 0.89591 | 0.84674 | 0.84709 | 0.88193 | 0.9028 | 0.74359 | 0.35471 | 0.54447 | 0.67688 | 0.66834 | 0.7511 | 0 | 0 | 0 | 0 | 0 | 0
1414 | 0.8618 | 0.85789 | 0.91082 | 0.89389 | 0.90906 | 0.73737 | 0.39376 | 0.54148 | 0.6729 | 0.65372 | 0.75904 | 0 | 0 | 0 | 0 | 0 | 0
1415 | 0.85723 | 0.88007 | 0.8863 | 0.88336 | 0.90657 | 0.74315 | 0.40993 | 0.53749 | 0.65018 | 0.55856 | 0.76153 | 0 | 0 | 0 | 0 | 0 | 0
1416 | 0.88509 | 0.89643 | 0.94382 | 0.91309 | 0.91036 | 0.75975 | 0.40668 | 0.55125 | 0.65409 | 0.52355 | 0.7818 | 0 | 0 | 0 | 0 | 0 | 0
1417 | 0.89648 | 0.90148 | 0.96879 | 0.92873 | 0.92094 | 0.79305 | 0.41311 | 0.56751 | 0.67667 | 0.54109 | 0.805 | 0 | 0 | 0 | 0 | 0 | 0
1418 | 0.92314 | 0.90412 | 0.93901 | 0.92896 | 0.92474 | 0.80249 | 0.41793 | 0.56689 | 0.68545 | 0.56291 | 0.80949 | 0 | 0 | 0 | 0 | 0 | 0
1419 | 0.93055 | 0.90789 | 0.90196 | 0.92027 | 0.9283 | 0.78703 | 0.43208 | 0.56303 | 0.68267 | 0.57356 | 0.80707 | 0 | 0 | 0 | 0 | 0 | 0
1420 | 0.90004 | 0.91479 | 0.8909 | 0.91025 | 0.93982 | 0.77589 | 0.45321 | 0.55506 | 0.67582 | 0.56005 | 0.81229 | 0 | 0 | 0 | 0 | 0 | 0
1421 | 0.88761 | 0.92151 | 0.88473 | 0.89316 | 0.90716 | 0.76662 | 0.47865 | 0.56849 | 0.67154 | 0.56865 | 0.78241 | 0 | 0 | 0 | 0 | 0 | 0
1422 | 0.88333 | 0.91282 | 0.84231 | 0.86611 | 0.8727 | 0.76163 | 0.51011 | 0.55922 | 0.68516 | 0.68362 | 0.7362 | 0 | 0 | 0 | 0 | 0 | 0
1423 | 0.85869 | 0.88345 | 0.79319 | 0.83498 | 0.85308 | 0.72363 | 0.54099 | 0.52361 | 0.67549 | 0.74677 | 0.70794 | 0 | 0 | 0 | 0 | 0 | 0
1424 | 0.84546 | 0.84241 | 0.74269 | 0.8134 | 0.85206 | 0.69147 | 0.54087 | 0.48059 | 0.63261 | 0.67835 | 0.68002 | 0.001 | 0.006 | 0.001 | 0.00075 | 0 | 0.001
1425 | 0.82618 | 0.82774 | 0.73222 | 0.80372 | 0.85276 | 0.6667 | 0.54582 | 0.44159 | 0.60098 | 0.60766 | 0.688 | 0.036 | 0.033 | 0.028 | 0.0315 | 0.015 | 0.047
1426 | 0.80532 | 0.84771 | 0.70927 | 0.78876 | 0.85171 | 0.66053 | 0.56604 | 0.44659 | 0.59737 | 0.58453 | 0.69782 | 0.105 | 0.065 | 0.08 | 0.1025 | 0.038 | 0.187
1427 | 0.78495 | 0.86979 | 0.62089 | 0.75481 | 0.8586 | 0.72343 | 0.59001 | 0.4969 | 0.64057 | 0.59187 | 0.75009 | 0.22 | 0.096 | 0.14 | 0.19925 | 0.049 | 0.388
1428 | 0.77405 | 0.88497 | 0.66931 | 0.76829 | 0.86151 | 0.74013 | 0.59546 | 0.54523 | 0.66467 | 0.6087 | 0.7646 | 0.387 | 0.147 | 0.181 | 0.29475 | 0.088 | 0.523
1429 | 0.75707 | 0.88902 | 0.80509 | 0.80607 | 0.85606 | 0.74033 | 0.5945 | 0.57207 | 0.67261 | 0.60684 | 0.7712 | 0.459 | 0.185 | 0.2 | 0.339 | 0.117 | 0.58
1430 | 0.73886 | 0.87733 | 0.84574 | 0.80375 | 0.82666 | 0.71797 | 0.58584 | 0.56456 | 0.68521 | 0.70963 | 0.74867 | 0.49 | 0.2 | 0.193 | 0.37125 | 0.246 | 0.556
1431 | 0.74118 | 0.84776 | 0.843 | 0.7972 | 0.80741 | 0.70471 | 0.54546 | 0.53768 | 0.65676 | 0.65073 | 0.73392 | 0.463 | 0.18 | 0.164 | 0.335 | 0.231 | 0.482
1432 | 0.73939 | 0.82654 | 0.82867 | 0.78693 | 0.79273 | 0.69802 | 0.47942 | 0.50544 | 0.62908 | 0.60084 | 0.712 | 0.35 | 0.126 | 0.114 | 0.25625 | 0.227 | 0.334
1433 | 0.69721 | 0.82581 | 0.85499 | 0.75883 | 0.72428 | 0.60999 | 0.43652 | 0.46258 | 0.54574 | 0.47027 | 0.64011 | 0.134 | 0.052 | 0.055 | 0.10775 | 0.127 | 0.115
1434 | 0.68664 | 0.80353 | 0.90559 | 0.74407 | 0.63998 | 0.55326 | 0.43697 | 0.48968 | 0.50821 | 0.43973 | 0.55019 | 0.022 | 0.005 | 0.014 | 0.022 | 0.033 | 0.019
1435 | 0.70967 | 0.75137 | 0.92584 | 0.75231 | 0.62143 | 0.55056 | 0.42482 | 0.55829 | 0.51805 | 0.44544 | 0.51792 | 0 | 0 | 0 | 0 | 0 | 0
1436 | 0.75369 | 0.71315 | 0.92942 | 0.76891 | 0.62364 | 0.56534 | 0.38354 | 0.60516 | 0.53959 | 0.50279 | 0.48506 | 0 | 0 | 0 | 0 | 0 | 0
1437 | 0.79829 | 0.66231 | 0.9198 | 0.79715 | 0.67334 | 0.60488 | 0.34627 | 0.64079 | 0.56355 | 0.52266 | 0.48587 | 0 | 0 | 0 | 0 | 0 | 0
1438 | 0.83282 | 0.6061 | 0.91039 | 0.82972 | 0.74596 | 0.6765 | 0.32989 | 0.66986 | 0.59398 | 0.50825 | 0.52132 | 0 | 0 | 0 | 0 | 0 | 0
1439 | 0.88605 | 0.53493 | 0.90288 | 0.86516 | 0.80655 | 0.71767 | 0.33336 | 0.67941 | 0.64524 | 0.61332 | 0.57058 | 0 | 0 | 0 | 0 | 0 | 0
1440 | 0.92827 | 0.53764 | 0.8924 | 0.87794 | 0.81317 | 0.78424 | 0.33078 | 0.68009 | 0.7144 | 0.78211 | 0.61116 | 0 | 0 | 0 | 0 | 0 | 0
1441 | 0.93866 | 0.6031 | 0.90196 | 0.89926 | 0.85715 | 0.83349 | 0.33871 | 0.66527 | 0.75321 | 0.84031 | 0.67375 | 0 | 0 | 0 | 0 | 0 | 0
1442 | 0.87794 | 0.64225 | 0.86437 | 0.88726 | 0.91946 | 0.83702 | 0.35157 | 0.6401 | 0.76906 | 0.84358 | 0.75555 | 0 | 0 | 0 | 0 | 0 | 0
1443 | 0.78853 | 0.69563 | 0.8211 | 0.84404 | 0.9225 | 0.78874 | 0.3624 | 0.61583 | 0.76023 | 0.85964 | 0.77673 | 0 | 0 | 0 | 0 | 0 | 0
1444 | 0.72391 | 0.71113 | 0.81955 | 0.82199 | 0.92252 | 0.69388 | 0.3988 | 0.58218 | 0.72447 | 0.86997 | 0.75187 | 0 | 0 | 0 | 0 | 0 | 0
1445 | 0.67676 | 0.73543 | 0.84709 | 0.8102 | 0.90677 | 0.55251 | 0.44369 | 0.53532 | 0.65043 | 0.79816 | 0.71574 | 0 | 0 | 0 | 0 | 0 | 0
1446 | 0.65539 | 0.80498 | 0.85043 | 0.78967 | 0.8632 | 0.42283 | 0.47671 | 0.46387 | 0.57129 | 0.72645 | 0.67201 | 0 | 0 | 0 | 0 | 0 | 0
1447 | 0.64744 | 0.84381 | 0.81404 | 0.75916 | 0.81602 | 0.36872 | 0.51241 | 0.43249 | 0.51764 | 0.64821 | 0.62114 | 0 | 0 | 0 | 0 | 0 | 0
1448 | 0.62542 | 0.85948 | 0.84092 | 0.74584 | 0.7712 | 0.31648 | 0.55595 | 0.41557 | 0.46423 | 0.5529 | 0.57197 | 0.009 | 0.019 | 0.004 | 0.00925 | 0.006 | 0.018
1449 | 0.62823 | 0.86398 | 0.82416 | 0.72808 | 0.73185 | 0.32475 | 0.6128 | 0.38975 | 0.43194 | 0.47919 | 0.53406 | 0.089 | 0.111 | 0.056 | 0.09675 | 0.069 | 0.173
1450 | 0.6425 | 0.88163 | 0.8381 | 0.73541 | 0.72561 | 0.38387 | 0.70055 | 0.44741 | 0.48611 | 0.53764 | 0.57551 | 0.277 | 0.251 | 0.135 | 0.24175 | 0.205 | 0.35
1451 | 0.68807 | 0.88543 | 0.928 | 0.78455 | 0.73756 | 0.5556 | 0.7406 | 0.59891 | 0.6 | 0.60179 | 0.6437 | 0.395 | 0.379 | 0.228 | 0.36575 | 0.358 | 0.482
1452 | 0.72889 | 0.8898 | 0.90514 | 0.79441 | 0.74919 | 0.62423 | 0.75035 | 0.68279 | 0.64741 | 0.62205 | 0.66057 | 0.382 | 0.43 | 0.325 | 0.40725 | 0.397 | 0.525
1453 | 0.80178 | 0.87899 | 0.82792 | 0.79502 | 0.75537 | 0.67814 | 0.74715 | 0.71635 | 0.67162 | 0.63468 | 0.65729 | 0.275 | 0.413 | 0.384 | 0.3665 | 0.35 | 0.457
1454 | 0.8539 | 0.84797 | 0.76758 | 0.80273 | 0.78671 | 0.74182 | 0.72928 | 0.73005 | 0.71182 | 0.70652 | 0.66889 | 0.203 | 0.349 | 0.409 | 0.282 | 0.215 | 0.301
1455 | 0.86647 | 0.80451 | 0.76275 | 0.8187 | 0.8269 | 0.77886 | 0.69376 | 0.73306 | 0.74903 | 0.78253 | 0.70167 | 0.203 | 0.263 | 0.386 | 0.24775 | 0.201 | 0.201
1456 | 0.85461 | 0.78078 | 0.71486 | 0.80546 | 0.84693 | 0.79199 | 0.63624 | 0.71054 | 0.76263 | 0.83058 | 0.71742 | 0.203 | 0.167 | 0.312 | 0.202 | 0.124 | 0.169
1457 | 0.85506 | 0.77936 | 0.68261 | 0.79579 | 0.84971 | 0.77224 | 0.56018 | 0.65424 | 0.73882 | 0.82987 | 0.69894 | 0.153 | 0.069 | 0.196 | 0.1375 | 0.09 | 0.111
1458 | 0.85559 | 0.78528 | 0.58991 | 0.76321 | 0.84413 | 0.72733 | 0.53634 | 0.56827 | 0.68486 | 0.76704 | 0.6768 | 0.033 | 0.005 | 0.061 | 0.0365 | 0.035 | 0.017
1459 | 0.85821 | 0.78724 | 0.54368 | 0.75125 | 0.85187 | 0.71759 | 0.52435 | 0.51765 | 0.66536 | 0.75186 | 0.67432 | 0 | 0 | 0.001 | 0.00025 | 0 | 0
1460 | 0.84014 | 0.77868 | 0.51494 | 0.74315 | 0.87437 | 0.70155 | 0.5044 | 0.46519 | 0.6421 | 0.72612 | 0.67555 | 0 | 0 | 0 | 0 | 0 | 0
1461 | 0.80914 | 0.77487 | 0.46686 | 0.72438 | 0.89715 | 0.64352 | 0.51779 | 0.40377 | 0.61011 | 0.70249 | 0.69065 | 0 | 0 | 0 | 0 | 0 | 0
1462 | 0.7651 | 0.79077 | 0.39979 | 0.68257 | 0.88281 | 0.524 | 0.52475 | 0.36096 | 0.55595 | 0.65939 | 0.67945 | 0 | 0 | 0 | 0 | 0 | 0
1463 | 0.7291 | 0.82447 | 0.36263 | 0.6424 | 0.83545 | 0.45012 | 0.52316 | 0.33454 | 0.50022 | 0.57303 | 0.64317 | 0 | 0 | 0 | 0 | 0 | 0
1464 | 0.69644 | 0.87149 | 0.36404 | 0.61327 | 0.77932 | 0.42019 | 0.53517 | 0.31421 | 0.45741 | 0.49141 | 0.60384 | 0 | 0 | 0 | 0 | 0 | 0
1465 | 0.69945 | 0.89487 | 0.38827 | 0.6068 | 0.73269 | 0.39595 | 0.54845 | 0.30189 | 0.41643 | 0.41677 | 0.5511 | 0 | 0 | 0 | 0 | 0 | 0
1466 | 0.72725 | 0.88026 | 0.44929 | 0.62626 | 0.70224 | 0.35294 | 0.56432 | 0.28408 | 0.37364 | 0.35446 | 0.50307 | 0 | 0 | 0 | 0 | 0 | 0
1467 | 0.74831 | 0.83807 | 0.49752 | 0.64759 | 0.69695 | 0.33225 | 0.56085 | 0.27634 | 0.34317 | 0.29189 | 0.47221 | 0 | 0 | 0 | 0 | 0 | 0
1468 | 0.74174 | 0.77488 | 0.55221 | 0.66347 | 0.69646 | 0.37934 | 0.54738 | 0.27113 | 0.34834 | 0.29107 | 0.45181 | 0 | 0 | 0 | 0 | 0 | 0
1469 | 0.68661 | 0.71368 | 0.6089 | 0.65388 | 0.66613 | 0.35252 | 0.52032 | 0.25184 | 0.30994 | 0.23517 | 0.40025 | 0 | 0 | 0 | 0 | 0 | 0
1470 | 0.62821 | 0.67338 | 0.63008 | 0.631 | 0.63472 | 0.34592 | 0.49306 | 0.24622 | 0.30666 | 0.25761 | 0.37687 | 0 | 0 | 0 | 0 | 0 | 0
1471 | 0.54257 | 0.65236 | 0.64811 | 0.60045 | 0.61068 | 0.32995 | 0.46112 | 0.25845 | 0.31398 | 0.29978 | 0.36773 | 0 | 0 | 0 | 0 | 0 | 0
1472 | 0.4302 | 0.65039 | 0.66562 | 0.54752 | 0.54674 | 0.34594 | 0.42636 | 0.28417 | 0.31184 | 0.27523 | 0.34204 | 0.005 | 0.046 | 0.014 | 0.0075 | 0.006 | 0.005
1473 | 0.42003 | 0.65017 | 0.63399 | 0.51902 | 0.50303 | 0.38964 | 0.40689 | 0.26469 | 0.32026 | 0.29191 | 0.33481 | 0.068 | 0.197 | 0.103 | 0.08125 | 0.092 | 0.062
1474 | 0.54563 | 0.64815 | 0.56771 | 0.53355 | 0.48732 | 0.45126 | 0.49206 | 0.25338 | 0.35909 | 0.37493 | 0.35679 | 0.186 | 0.373 | 0.228 | 0.212 | 0.301 | 0.133
1475 | 0.65814 | 0.63961 | 0.58854 | 0.5848 | 0.50772 | 0.59423 | 0.55532 | 0.3659 | 0.48851 | 0.57631 | 0.41759 | 0.272 | 0.47 | 0.346 | 0.31025 | 0.463 | 0.16
1476 | 0.64853 | 0.6178 | 0.81082 | 0.65389 | 0.50231 | 0.70311 | 0.55793 | 0.43731 | 0.58066 | 0.7353 | 0.44691 | 0.32 | 0.486 | 0.415 | 0.366 | 0.583 | 0.146
1477 | 0.61231 | 0.58457 | 0.80343 | 0.62282 | 0.45273 | 0.7079 | 0.53798 | 0.46206 | 0.60245 | 0.79971 | 0.44011 | 0.305 | 0.461 | 0.432 | 0.376 | 0.643 | 0.124
1478 | 0.52097 | 0.54347 | 0.73644 | 0.56623 | 0.44126 | 0.65682 | 0.50843 | 0.47574 | 0.58783 | 0.80593 | 0.41282 | 0.243 | 0.403 | 0.409 | 0.34425 | 0.612 | 0.113
1479 | 0.58163 | 0.48457 | 0.66067 | 0.5623 | 0.4446 | 0.59412 | 0.45905 | 0.48528 | 0.55756 | 0.77177 | 0.37908 | 0.167 | 0.312 | 0.344 | 0.26925 | 0.466 | 0.1
1480 | 0.74475 | 0.42669 | 0.56912 | 0.55565 | 0.3531 | 0.53358 | 0.36769 | 0.47849 | 0.51349 | 0.71091 | 0.33098 | 0.115 | 0.195 | 0.256 | 0.16925 | 0.232 | 0.074
1481 | 0.80201 | 0.38401 | 0.48294 | 0.5343 | 0.31794 | 0.56027 | 0.28771 | 0.44668 | 0.49687 | 0.67662 | 0.3039 | 0.071 | 0.078 | 0.148 | 0.08325 | 0.082 | 0.032
1482 | 0.64701 | 0.36255 | 0.43613 | 0.47589 | 0.34455 | 0.63709 | 0.29069 | 0.4037 | 0.51104 | 0.69268 | 0.31071 | 0.026 | 0.007 | 0.045 | 0.0215 | 0.011 | 0.004
1483 | 0.62014 | 0.36823 | 0.52936 | 0.49956 | 0.34919 | 0.63215 | 0.30926 | 0.36796 | 0.49524 | 0.67168 | 0.30916 | 0 | 0 | 0.001 | 0.00025 | 0 | 0
1484 | 0.71205 | 0.40129 | 0.59674 | 0.59278 | 0.46955 | 0.52878 | 0.31881 | 0.33172 | 0.44995 | 0.65859 | 0.28069 | 0 | 0 | 0 | 0 | 0 | 0
1485 | 0.69919 | 0.44445 | 0.5621 | 0.62946 | 0.62708 | 0.43242 | 0.30693 | 0.30254 | 0.41558 | 0.60498 | 0.32239 | 0 | 0 | 0 | 0 | 0 | 0
1486 | 0.66458 | 0.50511 | 0.43613 | 0.59746 | 0.69166 | 0.39694 | 0.29015 | 0.28174 | 0.40321 | 0.52941 | 0.40475 | 0 | 0 | 0 | 0 | 0 | 0
1487 | 0.67853 | 0.55379 | 0.39258 | 0.59651 | 0.71842 | 0.38507 | 0.29736 | 0.27551 | 0.37499 | 0.3714 | 0.46796 | 0 | 0 | 0 | 0 | 0 | 0
1488 | 0.70051 | 0.57272 | 0.40557 | 0.61764 | 0.74684 | 0.38585 | 0.29933 | 0.27884 | 0.37214 | 0.33082 | 0.49305 | 0 | 0 | 0 | 0 | 0 | 0
1489 | 0.68286 | 0.57064 | 0.42154 | 0.61421 | 0.73822 | 0.38433 | 0.3228 | 0.28133 | 0.36157 | 0.29502 | 0.48561 | 0 | 0 | 0 | 0 | 0 | 0
1490 | 0.64246 | 0.54549 | 0.45954 | 0.60598 | 0.71593 | 0.36661 | 0.3435 | 0.28081 | 0.35043 | 0.28254 | 0.47177 | 0 | 0 | 0 | 0 | 0 | 0
1491 | 0.62481 | 0.55345 | 0.5135 | 0.61303 | 0.70079 | 0.34038 | 0.34457 | 0.27533 | 0.32488 | 0.23369 | 0.45011 | 0 | 0 | 0 | 0 | 0 | 0
1492 | 0.62546 | 0.58222 | 0.55645 | 0.62246 | 0.68546 | 0.30565 | 0.33427 | 0.2736 | 0.30446 | 0.20563 | 0.43298 | 0 | 0 | 0 | 0 | 0 | 0
1493 | 0.60089 | 0.62699 | 0.5747 | 0.61568 | 0.67146 | 0.29047 | 0.31539 | 0.25726 | 0.28653 | 0.16576 | 0.43262 | 0 | 0 | 0 | 0 | 0 | 0
1494 | 0.56594 | 0.66572 | 0.58303 | 0.60405 | 0.66318 | 0.26839 | 0.30787 | 0.23463 | 0.27138 | 0.1561 | 0.42641 | 0 | 0 | 0 | 0 | 0 | 0
1495 | 0.53479 | 0.69329 | 0.59946 | 0.60045 | 0.66712 | 0.25821 | 0.30999 | 0.21682 | 0.26009 | 0.13483 | 0.43049 | 0 | 0 | 0 | 0 | 0 | 0
1496 | 0.53255 | 0.72119 | 0.60621 | 0.60597 | 0.67916 | 0.2463 | 0.29782 | 0.20733 | 0.25421 | 0.12444 | 0.43876 | 0.006 | 0.035 | 0.008 | 0.00725 | 0.006 | 0.009
1497 | 0.55611 | 0.73715 | 0.54225 | 0.60326 | 0.71141 | 0.20927 | 0.30465 | 0.18459 | 0.24045 | 0.13215 | 0.4358 | 0.103 | 0.166 | 0.082 | 0.08475 | 0.067 | 0.087
1498 | 0.58354 | 0.75583 | 0.357 | 0.56182 | 0.74491 | 0.25614 | 0.39055 | 0.19306 | 0.28746 | 0.19449 | 0.50614 | 0.223 | 0.345 | 0.228 | 0.206 | 0.16 | 0.213
1499 | 0.59703 | 0.77005 | 0.58578 | 0.65166 | 0.77219 | 0.32528 | 0.49076 | 0.26531 | 0.36053 | 0.24415 | 0.6074 | 0.387 | 0.434 | 0.359 | 0.344 | 0.266 | 0.364
1500 | 0.5805 | 0.76061 | 0.65568 | 0.67135 | 0.77787 | 0.36107 | 0.52839 | 0.30749 | 0.40319 | 0.30238 | 0.64182 | 0.511 | 0.459 | 0.421 | 0.4715 | 0.461 | 0.493
1501 | 0.53977 | 0.73504 | 0.63008 | 0.64733 | 0.77213 | 0.39173 | 0.53632 | 0.32475 | 0.42378 | 0.32669 | 0.65195 | 0.535 | 0.438 | 0.437 | 0.51 | 0.562 | 0.506
1502 | 0.50056 | 0.70027 | 0.61158 | 0.62495 | 0.76272 | 0.41371 | 0.53119 | 0.34007 | 0.43855 | 0.35639 | 0.64404 | 0.487 | 0.375 | 0.413 | 0.4855 | 0.561 | 0.481
1503 | 0.45939 | 0.64812 | 0.60352 | 0.60712 | 0.75846 | 0.42204 | 0.51195 | 0.356 | 0.45058 | 0.39368 | 0.63061 | 0.414 | 0.298 | 0.368 | 0.415 | 0.471 | 0.407
1504 | 0.41841 | 0.61126 | 0.60621 | 0.59555 | 0.76204 | 0.42151 | 0.46158 | 0.36904 | 0.45335 | 0.41241 | 0.61046 | 0.331 | 0.203 | 0.295 | 0.316 | 0.348 | 0.29
1505 | 0.36933 | 0.58414 | 0.58303 | 0.55451 | 0.71118 | 0.36968 | 0.37853 | 0.36144 | 0.39879 | 0.33787 | 0.52619 | 0.208 | 0.092 | 0.196 | 0.18675 | 0.195 | 0.148
1506 | 0.37662 | 0.59825 | 0.54368 | 0.53186 | 0.67527 | 0.3042 | 0.35983 | 0.32449 | 0.34458 | 0.27975 | 0.46986 | 0.058 | 0.01 | 0.075 | 0.05175 | 0.044 | 0.03
1507 | 0.40291 | 0.64874 | 0.59128 | 0.5564 | 0.67503 | 0.33284 | 0.37861 | 0.35774 | 0.37973 | 0.34513 | 0.48321 | 0 | 0 | 0.003 | 0.00075 | 0 | 0
1508 | 0.41574 | 0.66441 | 0.63916 | 0.57399 | 0.66706 | 0.37165 | 0.3875 | 0.41451 | 0.42371 | 0.40383 | 0.50484 | 0 | 0 | 0 | 0 | 0 | 0
1509 | 0.3992 | 0.62232 | 0.65943 | 0.56047 | 0.62278 | 0.3901 | 0.37899 | 0.44511 | 0.43054 | 0.39129 | 0.49567 | 0 | 0 | 0 | 0 | 0 | 0
1510 | 0.35292 | 0.54247 | 0.62484 | 0.50907 | 0.54944 | 0.36711 | 0.36501 | 0.43866 | 0.40836 | 0.36702 | 0.46065 | 0 | 0 | 0 | 0 | 0 | 0
1511 | 0.28386 | 0.43663 | 0.5981 | 0.44675 | 0.4583 | 0.34651 | 0.35223 | 0.42399 | 0.38481 | 0.37174 | 0.39701 | 0 | 0 | 0 | 0 | 0 | 0
1512 | 0.20606 | 0.35687 | 0.5635 | 0.38359 | 0.38121 | 0.30925 | 0.33012 | 0.40111 | 0.3514 | 0.37597 | 0.31925 | 0 | 0 | 0 | 0 | 0 | 0
1513 | 0.18218 | 0.31681 | 0.52792 | 0.35107 | 0.34312 | 0.27283 | 0.30486 | 0.37362 | 0.33245 | 0.41135 | 0.27199 | 0 | 0 | 0 | 0 | 0 | 0
1514 | 0.16114 | 0.31472 | 0.4844 | 0.31835 | 0.30951 | 0.24945 | 0.27259 | 0.34119 | 0.30694 | 0.39227 | 0.24485 | 0 | 0 | 0 | 0 | 0 | 0
1515 | 0.13787 | 0.34382 | 0.44197 | 0.28131 | 0.2641 | 0.21465 | 0.25523 | 0.30168 | 0.27364 | 0.36002 | 0.2182 | 0 | 0 | 0 | 0 | 0 | 0
1516 | 0.11391 | 0.34581 | 0.41282 | 0.24661 | 0.21309 | 0.17871 | 0.23774 | 0.26274 | 0.22602 | 0.27484 | 0.18778 | 0 | 0 | 0 | 0 | 0 | 0
1517 | 0.086057 | 0.31994 | 0.39402 | 0.21151 | 0.15446 | 0.13149 | 0.21529 | 0.22268 | 0.18669 | 0.24367 | 0.14891 | 0 | 0 | 0 | 0 | 0 | 0
1518 | 0.079388 | 0.27016 | 0.36263 | 0.18649 | 0.11746 | 0.080647 | 0.18864 | 0.18856 | 0.14313 | 0.19788 | 0.10544 | 0 | 0 | 0 | 0 | 0 | 0
1519 | 0.091841 | 0.23951 | 0.31704 | 0.17918 | 0.12866 | 0.049594 | 0.16347 | 0.16986 | 0.11477 | 0.152 | 0.087628 | 0 | 0 | 0 | 0 | 0 | 0
1520 | 0.1074 | 0.23051 | 0.2828 | 0.18197 | 0.15571 | 0.043923 | 0.14758 | 0.15731 | 0.10341 | 0.11558 | 0.096832 | 0.004 | 0.019 | 0.017 | 0.00875 | 0.007 | 0.007
1521 | 0.10687 | 0.22481 | 0.22326 | 0.15916 | 0.14735 | 0.041335 | 0.14169 | 0.14634 | 0.10543 | 0.13701 | 0.097026 | 0.057 | 0.092 | 0.131 | 0.0795 | 0.07 | 0.06
1522 | 0.099129 | 0.224 | 0.09165 | 0.10719 | 0.13079 | 0.038054 | 0.13745 | 0.153 | 0.10103 | 0.1275 | 0.085571 | 0.157 | 0.229 | 0.308 | 0.21 | 0.228 | 0.147
1523 | 0.10436 | 0.21964 | 0.076458 | 0.10703 | 0.14027 | 0.05577 | 0.14971 | 0.16817 | 0.11357 | 0.13293 | 0.097418 | 0.325 | 0.342 | 0.506 | 0.38625 | 0.444 | 0.27
1524 | 0.11753 | 0.21363 | 0.04341 | 0.10992 | 0.16883 | 0.080499 | 0.17807 | 0.18201 | 0.13044 | 0.14379 | 0.11547 | 0.47 | 0.425 | 0.618 | 0.491 | 0.493 | 0.383
1525 | 0.1356 | 0.21005 | 0.020535 | 0.12278 | 0.21222 | 0.096983 | 0.19252 | 0.18517 | 0.14279 | 0.1496 | 0.1394 | 0.527 | 0.455 | 0.661 | 0.53625 | 0.539 | 0.418
1526 | 0.15589 | 0.19946 | 0.010329 | 0.14075 | 0.25604 | 0.10416 | 0.19696 | 0.18676 | 0.15174 | 0.15146 | 0.16456 | 0.538 | 0.421 | 0.651 | 0.544 | 0.582 | 0.405
1527 | 0.17542 | 0.19948 | 0.006842 | 0.15574 | 0.28494 | 0.10804 | 0.19079 | 0.18776 | 0.15577 | 0.14738 | 0.1799 | 0.51 | 0.334 | 0.589 | 0.511 | 0.56 | 0.385
1528 | 0.18867 | 0.22691 | 0.006114 | 0.1614 | 0.28942 | 0.1131 | 0.16523 | 0.18765 | 0.15738 | 0.1417 | 0.18706 | 0.421 | 0.219 | 0.477 | 0.4305 | 0.484 | 0.34
1529 | 0.17694 | 0.26687 | 0.014282 | 0.15041 | 0.26 | 0.11114 | 0.11623 | 0.18684 | 0.14878 | 0.12683 | 0.17032 | 0.274 | 0.097 | 0.32 | 0.2805 | 0.321 | 0.207
1530 | 0.17528 | 0.28774 | 0.041999 | 0.15232 | 0.23966 | 0.10784 | 0.11163 | 0.18363 | 0.13601 | 0.10018 | 0.15238 | 0.081 | 0.013 | 0.133 | 0.08625 | 0.08 | 0.051
1531 | 0.2082 | 0.29991 | 0.084863 | 0.18347 | 0.25734 | 0.1126 | 0.12648 | 0.19662 | 0.14382 | 0.094153 | 0.17192 | 0 | 0 | 0.007 | 0.00175 | 0 | 0
1532 | 0.23852 | 0.32384 | 0.12498 | 0.2132 | 0.27611 | 0.10694 | 0.12916 | 0.20271 | 0.14807 | 0.087917 | 0.1947 | 0 | 0 | 0 | 0 | 0 | 0
1533 | 0.24793 | 0.36079 | 0.17108 | 0.23378 | 0.28233 | 0.10892 | 0.12992 | 0.19707 | 0.15172 | 0.083862 | 0.21704 | 0 | 0 | 0 | 0 | 0 | 0
1534 | 0.22515 | 0.39427 | 0.22671 | 0.24028 | 0.26898 | 0.1155 | 0.13128 | 0.18698 | 0.14981 | 0.0757 | 0.22107 | 0 | 0 | 0 | 0 | 0 | 0
1535 | 0.19804 | 0.40591 | 0.29055 | 0.24981 | 0.26084 | 0.1242 | 0.12811 | 0.17568 | 0.14568 | 0.066719 | 0.2161 | 0 | 0 | 0 | 0 | 0 | 0
1536 | 0.1869 | 0.41853 | 0.3375 | 0.26474 | 0.26981 | 0.12923 | 0.12366 | 0.1657 | 0.14113 | 0.055784 | 0.2138 | 0 | 0 | 0 | 0 | 0 | 0
1537 | 0.18497 | 0.43634 | 0.36263 | 0.27535 | 0.27846 | 0.13132 | 0.11907 | 0.15268 | 0.13331 | 0.039363 | 0.20986 | 0 | 0 | 0 | 0 | 0 | 0
1538 | 0.17925 | 0.43892 | 0.35981 | 0.27022 | 0.27161 | 0.1296 | 0.11793 | 0.13586 | 0.1254 | 0.027674 | 0.20845 | 0 | 0 | 0 | 0 | 0 | 0
1539 | 0.17753 | 0.42763 | 0.33888 | 0.25962 | 0.26245 | 0.12721 | 0.11491 | 0.11885 | 0.12 | 0.029248 | 0.20468 | 0 | 0 | 0 | 0 | 0 | 0
1540 | 0.18453 | 0.42208 | 0.31033 | 0.25378 | 0.26649 | 0.12168 | 0.11703 | 0.1052 | 0.11696 | 0.035555 | 0.20539 | 0 | 0 | 0 | 0 | 0 | 0
1541 | 0.1907 | 0.40871 | 0.31033 | 0.25802 | 0.27303 | 0.11832 | 0.11745 | 0.098399 | 0.11313 | 0.030784 | 0.205 | 0 | 0 | 0 | 0 | 0 | 0
1542 | 0.19496 | 0.40766 | 0.33613 | 0.26875 | 0.27515 | 0.12066 | 0.11793 | 0.096815 | 0.1103 | 0.019166 | 0.20458 | 0 | 0 | 0 | 0 | 0 | 0
1543 | 0.19003 | 0.40739 | 0.36404 | 0.27545 | 0.27229 | 0.12606 | 0.12395 | 0.097865 | 0.11141 | 0.0166 | 0.20513 | 0 | 0 | 0 | 0 | 0 | 0
1544 | 0.17661 | 0.40468 | 0.3969 | 0.27601 | 0.25453 | 0.12557 | 0.11561 | 0.099213 | 0.11089 | 0.021931 | 0.19684 | 0.01 | 0.039 | 0.04 | 0.015 | 0.006 | 0.004
1545 | 0.16193 | 0.38451 | 0.3697 | 0.25341 | 0.22858 | 0.10514 | 0.10062 | 0.083214 | 0.094713 | 0.017963 | 0.17254 | 0.066 | 0.131 | 0.213 | 0.1155 | 0.133 | 0.05
1546 | 0.16214 | 0.3795 | 0.17605 | 0.19126 | 0.23558 | 0.089654 | 0.11229 | 0.069129 | 0.087335 | 0.023395 | 0.16716 | 0.161 | 0.246 | 0.378 | 0.25075 | 0.29 | 0.174
1547 | 0.18273 | 0.40563 | 0.093742 | 0.18062 | 0.26539 | 0.10337 | 0.15485 | 0.070524 | 0.10136 | 0.033192 | 0.19836 | 0.299 | 0.341 | 0.51 | 0.3915 | 0.422 | 0.335
1548 | 0.20495 | 0.44066 | 0.19674 | 0.23409 | 0.30059 | 0.11383 | 0.19118 | 0.08477 | 0.11251 | 0.031008 | 0.22045 | 0.424 | 0.411 | 0.6 | 0.5095 | 0.535 | 0.479
1549 | 0.21615 | 0.45384 | 0.17305 | 0.2389 | 0.32749 | 0.11072 | 0.19529 | 0.083146 | 0.11294 | 0.031533 | 0.22636 | 0.468 | 0.409 | 0.641 | 0.5435 | 0.623 | 0.442
1550 | 0.21562 | 0.44021 | 0.13166 | 0.22602 | 0.33078 | 0.1064 | 0.18417 | 0.078518 | 0.11171 | 0.036058 | 0.22586 | 0.449 | 0.337 | 0.629 | 0.51975 | 0.639 | 0.362
1551 | 0.2236 | 0.41482 | 0.10018 | 0.21225 | 0.31298 | 0.09687 | 0.16566 | 0.074039 | 0.10587 | 0.042128 | 0.21044 | 0.376 | 0.269 | 0.566 | 0.4625 | 0.597 | 0.311
1552 | 0.24898 | 0.39341 | 0.08028 | 0.20839 | 0.29591 | 0.083206 | 0.12833 | 0.071523 | 0.095936 | 0.040445 | 0.18857 | 0.286 | 0.185 | 0.455 | 0.36325 | 0.484 | 0.228
1553 | 0.27698 | 0.36684 | 0.08028 | 0.21111 | 0.27608 | 0.071717 | 0.091514 | 0.064503 | 0.079791 | 0.025134 | 0.15781 | 0.179 | 0.09 | 0.299 | 0.2145 | 0.26 | 0.12
1554 | 0.31704 | 0.32798 | 0.077721 | 0.22317 | 0.27475 | 0.085192 | 0.10167 | 0.058014 | 0.078998 | 0.017568 | 0.15522 | 0.056 | 0.014 | 0.119 | 0.07 | 0.066 | 0.039
1555 | 0.35366 | 0.27429 | 0.093742 | 0.25884 | 0.32913 | 0.12008 | 0.13195 | 0.069299 | 0.098263 | 0.021038 | 0.18264 | 0 | 0 | 0.005 | 0.00125 | 0 | 0
1556 | 0.38323 | 0.28817 | 0.19567 | 0.33051 | 0.41261 | 0.16032 | 0.14896 | 0.093184 | 0.12596 | 0.025331 | 0.22502 | 0 | 0 | 0 | 0 | 0 | 0
1557 | 0.39369 | 0.33073 | 0.3854 | 0.41407 | 0.46312 | 0.23246 | 0.16023 | 0.12983 | 0.16694 | 0.024875 | 0.28059 | 0 | 0 | 0 | 0 | 0 | 0
1558 | 0.36834 | 0.3973 | 0.52505 | 0.44997 | 0.45652 | 0.3015 | 0.1715 | 0.16398 | 0.20078 | 0.038768 | 0.29888 | 0 | 0 | 0 | 0 | 0 | 0
1559 | 0.34677 | 0.48687 | 0.54225 | 0.44728 | 0.45281 | 0.30506 | 0.1849 | 0.17405 | 0.20943 | 0.057561 | 0.30104 | 0 | 0 | 0 | 0 | 0 | 0
1560 | 0.38143 | 0.54468 | 0.49024 | 0.4507 | 0.48043 | 0.29421 | 0.1927 | 0.17176 | 0.21048 | 0.046541 | 0.32942 | 0 | 0 | 0 | 0 | 0 | 0
1561 | 0.41177 | 0.5875 | 0.42446 | 0.43266 | 0.46176 | 0.31234 | 0.19682 | 0.17557 | 0.21592 | 0.039282 | 0.33649 | 0 | 0 | 0 | 0 | 0 | 0
1562 | 0.41188 | 0.61933 | 0.48148 | 0.45961 | 0.48547 | 0.33299 | 0.19883 | 0.18948 | 0.22758 | 0.053825 | 0.33404 | 0 | 0 | 0 | 0 | 0 | 0
1563 | 0.42594 | 0.63737 | 0.57051 | 0.50111 | 0.50686 | 0.35808 | 0.20175 | 0.2122 | 0.24989 | 0.09052 | 0.33876 | 0 | 0 | 0 | 0 | 0 | 0
1564 | 0.44888 | 0.64086 | 0.56771 | 0.51706 | 0.53458 | 0.37879 | 0.20345 | 0.23739 | 0.28156 | 0.15914 | 0.35091 | 0 | 0 | 0 | 0 | 0 | 0
1565 | 0.46288 | 0.65722 | 0.53796 | 0.50704 | 0.52029 | 0.38894 | 0.20474 | 0.2562 | 0.3003 | 0.2188 | 0.33726 | 0 | 0 | 0 | 0 | 0 | 0
1566 | 0.45785 | 0.68439 | 0.54937 | 0.50527 | 0.50858 | 0.3796 | 0.21382 | 0.26367 | 0.30502 | 0.24237 | 0.33444 | 0 | 0 | 0 | 0 | 0 | 0
1567 | 0.45229 | 0.70729 | 0.57331 | 0.52679 | 0.55476 | 0.35026 | 0.22182 | 0.25693 | 0.29825 | 0.2304 | 0.35543 | 0 | 0 | 0 | 0 | 0 | 0
1568 | 0.46701 | 0.72316 | 0.53939 | 0.5289 | 0.5803 | 0.32084 | 0.21276 | 0.23846 | 0.2786 | 0.17811 | 0.37697 | 0.012 | 0.057 | 0.041 | 0.0205 | 0.01 | 0.019
1569 | 0.49126 | 0.73346 | 0.40268 | 0.49753 | 0.59864 | 0.26669 | 0.16155 | 0.16791 | 0.2308 | 0.1062 | 0.38238 | 0.124 | 0.195 | 0.216 | 0.1355 | 0.087 | 0.115
1570 | 0.52125 | 0.75022 | 0.16425 | 0.42758 | 0.59725 | 0.23242 | 0.18516 | 0.093556 | 0.19748 | 0.083059 | 0.38089 | 0.251 | 0.334 | 0.369 | 0.269 | 0.278 | 0.178
1571 | 0.50508 | 0.7572 | 0.064991 | 0.40746 | 0.65232 | 0.27186 | 0.27201 | 0.077582 | 0.24064 | 0.14617 | 0.46695 | 0.315 | 0.427 | 0.487 | 0.40025 | 0.478 | 0.321
1572 | 0.48382 | 0.76185 | 0.035282 | 0.39707 | 0.6721 | 0.32551 | 0.28829 | 0.1024 | 0.2781 | 0.16811 | 0.51639 | 0.371 | 0.472 | 0.553 | 0.49825 | 0.574 | 0.495
1573 | 0.48665 | 0.76461 | 0.078995 | 0.41201 | 0.67039 | 0.3352 | 0.30059 | 0.11116 | 0.27904 | 0.15227 | 0.51753 | 0.438 | 0.477 | 0.578 | 0.5465 | 0.602 | 0.568
1574 | 0.52141 | 0.76649 | 0.095152 | 0.43057 | 0.67515 | 0.31345 | 0.30999 | 0.097182 | 0.26018 | 0.1224 | 0.5077 | 0.481 | 0.445 | 0.559 | 0.543 | 0.567 | 0.565
1575 | 0.53832 | 0.76437 | 0.10913 | 0.44359 | 0.68331 | 0.29081 | 0.30476 | 0.08726 | 0.24371 | 0.10404 | 0.4927 | 0.471 | 0.368 | 0.489 | 0.49425 | 0.522 | 0.495
1576 | 0.55059 | 0.75681 | 0.1185 | 0.44957 | 0.67962 | 0.26691 | 0.28506 | 0.081648 | 0.22838 | 0.10001 | 0.46496 | 0.406 | 0.258 | 0.379 | 0.408 | 0.485 | 0.362
1577 | 0.57825 | 0.758 | 0.11066 | 0.45808 | 0.68534 | 0.23961 | 0.27267 | 0.080318 | 0.21793 | 0.10042 | 0.45139 | 0.274 | 0.128 | 0.242 | 0.26975 | 0.368 | 0.195
1578 | 0.5951 | 0.7618 | 0.10238 | 0.46276 | 0.6908 | 0.30305 | 0.31867 | 0.09686 | 0.2536 | 0.1477 | 0.46678 | 0.097 | 0.022 | 0.096 | 0.09525 | 0.137 | 0.051
1579 | 0.59514 | 0.76267 | 0.11691 | 0.46522 | 0.6836 | 0.44292 | 0.36616 | 0.1333 | 0.32535 | 0.22561 | 0.49955 | 0 | 0 | 0.006 | 0.0015 | 0 | 0
1580 | 0.58373 | 0.76333 | 0.13508 | 0.46646 | 0.68057 | 0.48727 | 0.37572 | 0.16772 | 0.35894 | 0.26931 | 0.51145 | 0 | 0 | 0 | 0 | 0 | 0
1581 | 0.56727 | 0.76606 | 0.15572 | 0.4643 | 0.66992 | 0.47643 | 0.37013 | 0.18959 | 0.36231 | 0.28368 | 0.49953 | 0 | 0 | 0 | 0 | 0 | 0
1582 | 0.54253 | 0.76303 | 0.17108 | 0.45593 | 0.6542 | 0.462 | 0.36052 | 0.19937 | 0.35703 | 0.28391 | 0.48284 | 0 | 0 | 0 | 0 | 0 | 0
1583 | 0.51418 | 0.76056 | 0.17206 | 0.44182 | 0.63923 | 0.44933 | 0.35332 | 0.1998 | 0.34547 | 0.26908 | 0.46367 | 0 | 0 | 0 | 0 | 0 | 0
1584 | 0.47705 | 0.7534 | 0.16138 | 0.42007 | 0.62179 | 0.44161 | 0.34516 | 0.19564 | 0.33289 | 0.25184 | 0.44246 | 0 | 0 | 0 | 0 | 0 | 0
1585 | 0.43485 | 0.74117 | 0.15017 | 0.39413 | 0.59738 | 0.43666 | 0.33559 | 0.1928 | 0.32385 | 0.24563 | 0.42031 | 0 | 0 | 0 | 0 | 0 | 0
1586 | 0.40289 | 0.7276 | 0.13854 | 0.37035 | 0.56961 | 0.43402 | 0.32418 | 0.1919 | 0.31666 | 0.23977 | 0.40096 | 0 | 0 | 0 | 0 | 0 | 0
1587 | 0.38261 | 0.71264 | 0.1258 | 0.35021 | 0.54221 | 0.42776 | 0.3098 | 0.18675 | 0.30414 | 0.21712 | 0.38494 | 0 | 0 | 0 | 0 | 0 | 0
1588 | 0.36847 | 0.69609 | 0.11066 | 0.33169 | 0.51594 | 0.41484 | 0.29352 | 0.17189 | 0.28425 | 0.17993 | 0.37035 | 0 | 0 | 0 | 0 | 0 | 0
1589 | 0.36047 | 0.67802 | 0.089584 | 0.31486 | 0.49453 | 0.40529 | 0.28058 | 0.15711 | 0.26862 | 0.15172 | 0.36037 | 0 | 0 | 0 | 0 | 0 | 0
1590 | 0.35178 | 0.65712 | 0.08028 | 0.30226 | 0.47472 | 0.39067 | 0.27287 | 0.14931 | 0.25683 | 0.14055 | 0.34679 | 0 | 0 | 0 | 0 | 0 | 0
1591 | 0.33595 | 0.6344 | 0.062131 | 0.28334 | 0.45192 | 0.37462 | 0.26995 | 0.14537 | 0.24891 | 0.14669 | 0.32896 | 0 | 0 | 0 | 0 | 0 | 0
1592 | 0.30958 | 0.6091 | 0.04341 | 0.25901 | 0.42404 | 0.34535 | 0.23123 | 0.14019 | 0.23612 | 0.15813 | 0.30079 | 0.019 | 0.094 | 0.037 | 0.02925 | 0.012 | 0.049
1593 | 0.28013 | 0.57693 | 0.028747 | 0.22649 | 0.37058 | 0.23065 | 0.15312 | 0.098007 | 0.17086 | 0.11483 | 0.23996 | 0.161 | 0.261 | 0.212 | 0.184 | 0.104 | 0.259
1594 | 0.24517 | 0.5512 | 0.010104 | 0.19518 | 0.33026 | 0.14297 | 0.11841 | 0.043091 | 0.11189 | 0.061424 | 0.20007 | 0.331 | 0.405 | 0.377 | 0.33975 | 0.197 | 0.454
1595 | 0.22323 | 0.5302 | 0.000544 | 0.19387 | 0.35784 | 0.14991 | 0.16204 | 0.03015 | 0.11702 | 0.045154 | 0.24287 | 0.453 | 0.492 | 0.504 | 0.45625 | 0.298 | 0.57
1596 | 0.23432 | 0.51941 | 0.001413 | 0.21048 | 0.3957 | 0.1771 | 0.18534 | 0.035293 | 0.13408 | 0.047709 | 0.27622 | 0.538 | 0.536 | 0.591 | 0.5425 | 0.408 | 0.633
1597 | 0.25676 | 0.51147 | 0.044363 | 0.23947 | 0.41728 | 0.17505 | 0.18672 | 0.037937 | 0.13971 | 0.055966 | 0.28991 | 0.579 | 0.526 | 0.624 | 0.57925 | 0.469 | 0.645
1598 | 0.29462 | 0.4859 | 0.088221 | 0.26909 | 0.42444 | 0.1693 | 0.18356 | 0.039928 | 0.13604 | 0.044486 | 0.29046 | 0.574 | 0.475 | 0.604 | 0.56275 | 0.463 | 0.61
1599 | 0.31754 | 0.4615 | 0.04341 | 0.25783 | 0.41255 | 0.16431 | 0.17663 | 0.042529 | 0.13243 | 0.036808 | 0.2861 | 0.526 | 0.389 | 0.538 | 0.50225 | 0.417 | 0.528
1600 | 0.33881 | 0.40925 | 0.053405 | 0.25477 | 0.37209 | 0.15583 | 0.15834 | 0.045454 | 0.12429 | 0.034827 | 0.26106 | 0.432 | 0.272 | 0.429 | 0.4 | 0.337 | 0.402
1601 | 0.35749 | 0.3556 | 0.15201 | 0.2704 | 0.3017 | 0.13163 | 0.16301 | 0.051576 | 0.10657 | 0.041228 | 0.20184 | 0.276 | 0.134 | 0.275 | 0.2505 | 0.221 | 0.23
1602 | 0.42344 | 0.34185 | 0.19355 | 0.29313 | 0.2624 | 0.15775 | 0.20456 | 0.069379 | 0.11825 | 0.067387 | 0.17848 | 0.078 | 0.022 | 0.106 | 0.079 | 0.076 | 0.056
1603 | 0.45916 | 0.32919 | 0.1904 | 0.31371 | 0.29158 | 0.23362 | 0.23928 | 0.099041 | 0.16159 | 0.098985 | 0.21472 | 0 | 0 | 0.006 | 0.0015 | 0 | 0
1604 | 0.483 | 0.33559 | 0.14926 | 0.31004 | 0.29786 | 0.26384 | 0.2542 | 0.12273 | 0.18558 | 0.1292 | 0.22654 | 0 | 0 | 0 | 0 | 0 | 0
1605 | 0.49686 | 0.3317 | 0.21646 | 0.33875 | 0.30294 | 0.27013 | 0.25536 | 0.13972 | 0.19438 | 0.14736 | 0.22031 | 0 | 0 | 0 | 0 | 0 | 0
1606 | 0.44439 | 0.33533 | 0.28666 | 0.3508 | 0.32136 | 0.26776 | 0.24151 | 0.14802 | 0.19747 | 0.15988 | 0.2142 | 0 | 0 | 0 | 0 | 0 | 0
1607 | 0.41327 | 0.34831 | 0.31033 | 0.3596 | 0.3552 | 0.22865 | 0.22547 | 0.16083 | 0.21308 | 0.24636 | 0.21649 | 0 | 0 | 0 | 0 | 0 | 0
1608 | 0.37957 | 0.36108 | 0.32245 | 0.3483 | 0.34287 | 0.20115 | 0.20622 | 0.17857 | 0.23276 | 0.33634 | 0.21496 | 0 | 0 | 0 | 0 | 0 | 0
1609 | 0.30703 | 0.33572 | 0.39114 | 0.31412 | 0.24421 | 0.16589 | 0.1909 | 0.18891 | 0.24355 | 0.43392 | 0.18546 | 0 | 0 | 0 | 0 | 0 | 0
1610 | 0.20832 | 0.3069 | 0.42154 | 0.28247 | 0.21755 | 0.14088 | 0.17279 | 0.1955 | 0.22198 | 0.38383 | 0.1677 | 0 | 0 | 0 | 0 | 0 | 0
1611 | 0.12705 | 0.30315 | 0.40413 | 0.24292 | 0.19758 | 0.12473 | 0.15246 | 0.18285 | 0.17607 | 0.23388 | 0.16281 | 0 | 0 | 0 | 0 | 0 | 0
1612 | 0.075479 | 0.24922 | 0.28408 | 0.16768 | 0.14348 | 0.10935 | 0.1277 | 0.15428 | 0.13327 | 0.14102 | 0.12843 | 0 | 0 | 0 | 0 | 0 | 0
1613 | 0.070147 | 0.18113 | 0.17405 | 0.11034 | 0.086809 | 0.082791 | 0.11016 | 0.12033 | 0.10215 | 0.12035 | 0.085135 | 0 | 0 | 0 | 0 | 0 | 0
1614 | 0.046765 | 0.12049 | 0.12498 | 0.074591 | 0.052027 | 0.062024 | 0.089988 | 0.092503 | 0.080184 | 0.11261 | 0.053601 | 0 | 0 | 0 | 0 | 0 | 0
1615 | 0.015509 | 0.077909 | 0.080927 | 0.041184 | 0.027116 | 0.033213 | 0.066468 | 0.071501 | 0.054303 | 0.081356 | 0.031142 | 0 | 0 | 0 | 0 | 0 | 0
1616 | 0.007999 | 0.045252 | 0.063267 | 0.026437 | 0.008046 | 0.011832 | 0.037489 | 0.056501 | 0.034155 | 0.053755 | 0.014533 | 0.004 | 0.057 | 0.025 | 0.0145 | 0.005 | 0.024
1617 | 0.011036 | 0.022987 | 0.062698 | 0.025284 | 0.002117 | 0.002125 | 0.021448 | 0.039763 | 0.019475 | 0.031453 | 0.004561 | 0.038 | 0.166 | 0.109 | 0.07725 | 0.044 | 0.118
1618 | 0.033367 | 0.014353 | 0.039697 | 0.028399 | 0.012132 | 0.001578 | 0.016651 | 0.033847 | 0.019097 | 0.036908 | 0.004055 | 0.085 | 0.297 | 0.205 | 0.176 | 0.113 | 0.301
1619 | 0.070272 | 0.011262 | 0.023231 | 0.047574 | 0.049218 | 0.004931 | 0.012042 | 0.037572 | 0.024039 | 0.039347 | 0.014308 | 0.164 | 0.422 | 0.305 | 0.2805 | 0.21 | 0.443
1620 | 0.10297 | 0.010242 | 0.014552 | 0.069538 | 0.091088 | 0.014283 | 0.007827 | 0.040573 | 0.027759 | 0.023761 | 0.032418 | 0.273 | 0.494 | 0.398 | 0.3865 | 0.382 | 0.493
1621 | 0.12731 | 0.019552 | 0.008811 | 0.087577 | 0.12661 | 0.027004 | 0.005049 | 0.042904 | 0.034839 | 0.01422 | 0.055228 | 0.385 | 0.533 | 0.447 | 0.45925 | 0.51 | 0.495
1622 | 0.14425 | 0.038538 | 0.018626 | 0.10959 | 0.16589 | 0.039115 | 0.004505 | 0.047163 | 0.043728 | 0.008902 | 0.079732 | 0.451 | 0.512 | 0.437 | 0.49175 | 0.579 | 0.5
1623 | 0.16566 | 0.061991 | 0.035712 | 0.13937 | 0.21674 | 0.05125 | 0.005754 | 0.050687 | 0.054216 | 0.007703 | 0.10722 | 0.461 | 0.449 | 0.374 | 0.452 | 0.558 | 0.415
1624 | 0.17058 | 0.087388 | 0.048279 | 0.15674 | 0.25135 | 0.061413 | 0.008328 | 0.05129 | 0.062343 | 0.008243 | 0.12843 | 0.366 | 0.341 | 0.273 | 0.35975 | 0.501 | 0.299
1625 | 0.18234 | 0.12346 | 0.043885 | 0.16602 | 0.27184 | 0.061893 | 0.009323 | 0.045263 | 0.062481 | 0.007832 | 0.13493 | 0.205 | 0.187 | 0.157 | 0.20925 | 0.314 | 0.161
1626 | 0.24129 | 0.18946 | 0.041999 | 0.20057 | 0.31842 | 0.063812 | 0.013847 | 0.043103 | 0.067562 | 0.006827 | 0.15651 | 0.062 | 0.037 | 0.053 | 0.06 | 0.087 | 0.038
1627 | 0.30512 | 0.28987 | 0.058783 | 0.25041 | 0.38733 | 0.091603 | 0.031082 | 0.052957 | 0.091026 | 0.005758 | 0.21379 | 0 | 0 | 0.002 | 0.0005 | 0 | 0
1628 | 0.33879 | 0.43521 | 0.073964 | 0.28289 | 0.43591 | 0.12615 | 0.063587 | 0.064078 | 0.11355 | 0.005774 | 0.2582 | 0 | 0 | 0 | 0 | 0 | 0
1629 | 0.34485 | 0.56677 | 0.085529 | 0.29545 | 0.45597 | 0.15563 | 0.1121 | 0.072185 | 0.13037 | 0.008313 | 0.28534 | 0 | 0 | 0 | 0 | 0 | 0
1630 | 0.34899 | 0.63114 | 0.090958 | 0.30491 | 0.47478 | 0.17588 | 0.16192 | 0.077549 | 0.1418 | 0.012893 | 0.30086 | 0 | 0 | 0 | 0 | 0 | 0
1631 | 0.37332 | 0.64484 | 0.095861 | 0.31759 | 0.48358 | 0.19553 | 0.19542 | 0.082677 | 0.14987 | 0.017443 | 0.30382 | 0 | 0 | 0 | 0 | 0 | 0
1632 | 0.38752 | 0.63179 | 0.10535 | 0.33251 | 0.50465 | 0.20338 | 0.21014 | 0.084689 | 0.15309 | 0.026197 | 0.29809 | 0 | 0 | 0 | 0 | 0 | 0
1633 | 0.37734 | 0.62962 | 0.10837 | 0.32991 | 0.50404 | 0.19231 | 0.21052 | 0.084849 | 0.15079 | 0.04171 | 0.28429 | 0 | 0 | 0 | 0 | 0 | 0
1634 | 0.39595 | 0.60789 | 0.093042 | 0.31562 | 0.45786 | 0.17554 | 0.19339 | 0.082751 | 0.14712 | 0.063004 | 0.26717 | 0 | 0 | 0 | 0 | 0 | 0
1635 | 0.33828 | 0.57033 | 0.073964 | 0.25913 | 0.36515 | 0.15583 | 0.1587 | 0.077477 | 0.13739 | 0.079359 | 0.23689 | 0 | 0 | 0 | 0 | 0 | 0
1636 | 0.24348 | 0.5202 | 0.062131 | 0.19599 | 0.28236 | 0.13774 | 0.12801 | 0.071394 | 0.12517 | 0.087144 | 0.20441 | 0 | 0 | 0 | 0 | 0 | 0
1637 | 0.20616 | 0.48032 | 0.072733 | 0.16885 | 0.22764 | 0.11787 | 0.11137 | 0.068206 | 0.10831 | 0.07216 | 0.17502 | 0 | 0 | 0 | 0 | 0 | 0
1638 | 0.19584 | 0.45713 | 0.12253 | 0.17889 | 0.2183 | 0.11145 | 0.10548 | 0.070389 | 0.10017 | 0.054823 | 0.16401 | 0 | 0 | 0 | 0 | 0 | 0
1639 | 0.17101 | 0.44136 | 0.17605 | 0.18445 | 0.2063 | 0.10614 | 0.10092 | 0.068838 | 0.097268 | 0.055605 | 0.15849 | 0 | 0.001 | 0 | 0 | 0 | 0
1640 | 0.15991 | 0.42261 | 0.19567 | 0.17774 | 0.17763 | 0.087392 | 0.083382 | 0.06503 | 0.088815 | 0.067645 | 0.13519 | 0.004 | 0.068 | 0.025 | 0.0125 | 0.003 | 0.018
1641 | 0.14172 | 0.40931 | 0.15109 | 0.15292 | 0.16596 | 0.054435 | 0.058795 | 0.047418 | 0.068565 | 0.053358 | 0.11905 | 0.041 | 0.162 | 0.115 | 0.071 | 0.033 | 0.095
1642 | 0.12783 | 0.41137 | 0.098007 | 0.13476 | 0.17846 | 0.048491 | 0.060963 | 0.041183 | 0.064012 | 0.035045 | 0.13133 | 0.108 | 0.258 | 0.23 | 0.18775 | 0.08 | 0.333
1643 | 0.11643 | 0.40804 | 0.1258 | 0.15028 | 0.2086 | 0.057021 | 0.070834 | 0.046936 | 0.071973 | 0.035792 | 0.14814 | 0.183 | 0.331 | 0.341 | 0.2975 | 0.124 | 0.542
1644 | 0.11059 | 0.39352 | 0.095861 | 0.13721 | 0.20517 | 0.058235 | 0.075437 | 0.047886 | 0.072998 | 0.045467 | 0.1404 | 0.237 | 0.367 | 0.411 | 0.3555 | 0.16 | 0.614
1645 | 0.10881 | 0.36828 | 0.074583 | 0.12119 | 0.18018 | 0.058855 | 0.082772 | 0.047668 | 0.071843 | 0.05086 | 0.12999 | 0.305 | 0.364 | 0.431 | 0.3825 | 0.157 | 0.637
1646 | 0.10539 | 0.34487 | 0.070303 | 0.11488 | 0.16893 | 0.064749 | 0.0962 | 0.051107 | 0.074836 | 0.054794 | 0.12869 | 0.347 | 0.336 | 0.417 | 0.378 | 0.131 | 0.617
1647 | 0.094068 | 0.33006 | 0.077088 | 0.11155 | 0.1635 | 0.078095 | 0.11247 | 0.059675 | 0.083819 | 0.061971 | 0.13553 | 0.325 | 0.283 | 0.366 | 0.33725 | 0.117 | 0.541
1648 | 0.082516 | 0.3232 | 0.097289 | 0.11306 | 0.15937 | 0.094907 | 0.12605 | 0.071675 | 0.095353 | 0.073433 | 0.14139 | 0.261 | 0.207 | 0.273 | 0.26025 | 0.095 | 0.412
1649 | 0.073782 | 0.32686 | 0.13166 | 0.12078 | 0.15691 | 0.1116 | 0.12894 | 0.083061 | 0.10501 | 0.08104 | 0.14435 | 0.147 | 0.112 | 0.16 | 0.152 | 0.06 | 0.241
1650 | 0.0673 | 0.30709 | 0.20647 | 0.13988 | 0.14587 | 0.1399 | 0.14518 | 0.10058 | 0.12066 | 0.10345 | 0.13871 | 0.041 | 0.021 | 0.06 | 0.04775 | 0.021 | 0.069
1651 | 0.069867 | 0.30118 | 0.36687 | 0.19341 | 0.1435 | 0.19321 | 0.18868 | 0.14704 | 0.16272 | 0.16199 | 0.14863 | 0 | 0 | 0.003 | 0.00075 | 0 | 0
1652 | 0.073339 | 0.29723 | 0.50043 | 0.23502 | 0.13129 | 0.21976 | 0.21084 | 0.1946 | 0.19529 | 0.22048 | 0.1463 | 0 | 0 | 0 | 0 | 0 | 0
1653 | 0.070729 | 0.29168 | 0.50625 | 0.23174 | 0.11823 | 0.22064 | 0.21106 | 0.21624 | 0.20914 | 0.26625 | 0.13342 | 0 | 0 | 0 | 0 | 0 | 0
1654 | 0.064123 | 0.28814 | 0.46832 | 0.21158 | 0.1023 | 0.20618 | 0.20484 | 0.22193 | 0.21234 | 0.30207 | 0.11919 | 0 | 0 | 0 | 0 | 0 | 0
1655 | 0.069069 | 0.29721 | 0.46686 | 0.20866 | 0.09004 | 0.19256 | 0.196 | 0.22525 | 0.21087 | 0.3154 | 0.11029 | 0 | 0 | 0 | 0 | 0 | 0
1656 | 0.077351 | 0.29475 | 0.4771 | 0.21253 | 0.083145 | 0.18729 | 0.17891 | 0.22791 | 0.20539 | 0.30483 | 0.10153 | 0 | 0 | 0 | 0 | 0 | 0
1657 | 0.085622 | 0.28541 | 0.47271 | 0.20904 | 0.068778 | 0.17775 | 0.15835 | 0.22461 | 0.1993 | 0.30729 | 0.087543 | 0 | 0 | 0 | 0 | 0 | 0
1658 | 0.088438 | 0.27621 | 0.46979 | 0.20273 | 0.049961 | 0.14879 | 0.12821 | 0.21672 | 0.18499 | 0.30543 | 0.06903 | 0 | 0 | 0 | 0 | 0 | 0
1659 | 0.084702 | 0.28631 | 0.41863 | 0.18061 | 0.038483 | 0.11043 | 0.10951 | 0.20013 | 0.15556 | 0.25876 | 0.05291 | 0 | 0 | 0 | 0 | 0 | 0
1660 | 0.077429 | 0.28077 | 0.38253 | 0.16391 | 0.03177 | 0.078713 | 0.11406 | 0.18393 | 0.13008 | 0.21332 | 0.044379 | 0 | 0 | 0 | 0 | 0 | 0
1661 | 0.065579 | 0.2736 | 0.41427 | 0.16937 | 0.028253 | 0.053726 | 0.11663 | 0.16539 | 0.10678 | 0.16768 | 0.040317 | 0 | 0 | 0 | 0 | 0 | 0
1662 | 0.064114 | 0.27358 | 0.43174 | 0.17261 | 0.02196 | 0.044236 | 0.10779 | 0.15168 | 0.092916 | 0.14008 | 0.035672 | 0 | 0 | 0 | 0 | 0 | 0
1663 | 0.07499 | 0.25017 | 0.45954 | 0.18266 | 0.013459 | 0.045577 | 0.10869 | 0.14911 | 0.087811 | 0.12687 | 0.029687 | 0 | 0 | 0 | 0 | 0 | 0
1664 | 0.090874 | 0.21042 | 0.43905 | 0.18122 | 0.013723 | 0.049647 | 0.11139 | 0.1523 | 0.083982 | 0.10908 | 0.024907 | 0.022 | 0.043 | 0.015 | 0.0155 | 0.012 | 0.013
1665 | 0.10353 | 0.16182 | 0.25889 | 0.12924 | 0.025314 | 0.048826 | 0.11432 | 0.13354 | 0.074226 | 0.093469 | 0.021068 | 0.134 | 0.161 | 0.099 | 0.11675 | 0.141 | 0.093
1666 | 0.10722 | 0.11065 | 0.12253 | 0.089382 | 0.038398 | 0.062538 | 0.13439 | 0.1243 | 0.082124 | 0.11899 | 0.02267 | 0.306 | 0.326 | 0.239 | 0.28425 | 0.348 | 0.244
1667 | 0.10186 | 0.077872 | 0.11066 | 0.085321 | 0.043446 | 0.081895 | 0.14638 | 0.13572 | 0.096102 | 0.14524 | 0.021555 | 0.457 | 0.484 | 0.388 | 0.45875 | 0.511 | 0.479
1668 | 0.10007 | 0.058748 | 0.11533 | 0.085705 | 0.041712 | 0.085988 | 0.13907 | 0.12095 | 0.089241 | 0.12775 | 0.02227 | 0.552 | 0.57 | 0.498 | 0.57875 | 0.623 | 0.642
1669 | 0.11261 | 0.045896 | 0.10312 | 0.084476 | 0.037697 | 0.071765 | 0.13313 | 0.097969 | 0.069401 | 0.087041 | 0.02083 | 0.602 | 0.595 | 0.555 | 0.6255 | 0.68 | 0.665
1670 | 0.12485 | 0.040647 | 0.088901 | 0.082995 | 0.035238 | 0.056198 | 0.1322 | 0.08256 | 0.052581 | 0.051243 | 0.020323 | 0.608 | 0.563 | 0.563 | 0.622 | 0.679 | 0.638
1671 | 0.11545 | 0.038197 | 0.067916 | 0.072617 | 0.034485 | 0.042212 | 0.12909 | 0.072502 | 0.041929 | 0.033109 | 0.019893 | 0.574 | 0.483 | 0.512 | 0.569 | 0.629 | 0.561
1672 | 0.1038 | 0.032322 | 0.04979 | 0.061848 | 0.03195 | 0.029941 | 0.11793 | 0.06556 | 0.034362 | 0.024765 | 0.017184 | 0.488 | 0.357 | 0.414 | 0.46975 | 0.544 | 0.433
1673 | 0.098399 | 0.026345 | 0.033586 | 0.053219 | 0.027672 | 0.021107 | 0.094175 | 0.063675 | 0.029016 | 0.017271 | 0.014011 | 0.339 | 0.198 | 0.275 | 0.32025 | 0.403 | 0.264
1674 | 0.099623 | 0.026026 | 0.033169 | 0.05269 | 0.025277 | 0.022202 | 0.090547 | 0.077638 | 0.03243 | 0.014912 | 0.014967 | 0.14 | 0.049 | 0.115 | 0.1325 | 0.186 | 0.089
1675 | 0.12384 | 0.026704 | 0.090958 | 0.083044 | 0.034331 | 0.03634 | 0.11127 | 0.12688 | 0.051159 | 0.020028 | 0.021389 | 0.001 | 0 | 0.006 | 0.00175 | 0 | 0
1676 | 0.15798 | 0.024028 | 0.16522 | 0.12501 | 0.051825 | 0.063298 | 0.11735 | 0.1758 | 0.077012 | 0.037365 | 0.031587 | 0 | 0 | 0 | 0 | 0 | 0
1677 | 0.19079 | 0.019731 | 0.1925 | 0.15204 | 0.072843 | 0.093731 | 0.11192 | 0.20439 | 0.10158 | 0.061101 | 0.047117 | 0 | 0 | 0 | 0 | 0 | 0
1678 | 0.20589 | 0.014449 | 0.20977 | 0.16946 | 0.09272 | 0.12342 | 0.098605 | 0.21617 | 0.12197 | 0.083409 | 0.064896 | 0 | 0 | 0 | 0 | 0 | 0
1679 | 0.18535 | 0.011384 | 0.20428 | 0.16906 | 0.11756 | 0.15311 | 0.087943 | 0.22231 | 0.14307 | 0.11182 | 0.085041 | 0 | 0 | 0 | 0 | 0 | 0
1680 | 0.15876 | 0.010696 | 0.17009 | 0.16087 | 0.15375 | 0.17442 | 0.076197 | 0.22448 | 0.16277 | 0.14386 | 0.10833 | 0 | 0 | 0 | 0 | 0 | 0
1681 | 0.13857 | 0.011244 | 0.11691 | 0.14207 | 0.17075 | 0.18079 | 0.061882 | 0.22275 | 0.17436 | 0.17012 | 0.12378 | 0 | 0 | 0 | 0 | 0 | 0
1682 | 0.11766 | 0.010774 | 0.067916 | 0.11392 | 0.15618 | 0.18319 | 0.045863 | 0.22378 | 0.17608 | 0.17773 | 0.11961 | 0 | 0 | 0 | 0 | 0 | 0
1683 | 0.1094 | 0.011047 | 0.051324 | 0.10077 | 0.14158 | 0.18641 | 0.032016 | 0.23196 | 0.17173 | 0.16715 | 0.10142 | 0 | 0 | 0 | 0 | 0 | 0
1684 | 0.1178 | 0.010178 | 0.070303 | 0.10811 | 0.13623 | 0.18899 | 0.022787 | 0.24286 | 0.16811 | 0.15313 | 0.087439 | 0 | 0 | 0 | 0 | 0 | 0
1685 | 0.13117 | 0.008564 | 0.12172 | 0.1236 | 0.11793 | 0.19013 | 0.016615 | 0.24565 | 0.16023 | 0.13423 | 0.070903 | 0 | 0 | 0 | 0 | 0 | 0
1686 | 0.13569 | 0.005406 | 0.18008 | 0.14298 | 0.11317 | 0.19183 | 0.013069 | 0.24741 | 0.15425 | 0.11713 | 0.060631 | 0 | 0 | 0 | 0 | 0 | 0
1687 | 0.13755 | 0.004573 | 0.24672 | 0.1734 | 0.13593 | 0.19215 | 0.011412 | 0.25133 | 0.15553 | 0.11129 | 0.067331 | 0 | 0.001 | 0 | 0 | 0 | 0
1688 | 0.1474 | 0.007421 | 0.35419 | 0.22393 | 0.1702 | 0.18964 | 0.009869 | 0.23733 | 0.15644 | 0.11395 | 0.084836 | 0.054 | 0.072 | 0.061 | 0.045 | 0.009 | 0.056
1689 | 0.14072 | 0.014895 | 0.30766 | 0.20747 | 0.17402 | 0.11199 | 0.008607 | 0.14575 | 0.10143 | 0.071463 | 0.076527 | 0.207 | 0.191 | 0.225 | 0.20675 | 0.165 | 0.23
1690 | 0.11489 | 0.026978 | 0.15017 | 0.13726 | 0.14673 | 0.047733 | 0.01193 | 0.10104 | 0.067128 | 0.058953 | 0.060783 | 0.376 | 0.334 | 0.384 | 0.396 | 0.367 | 0.457
1691 | 0.09106 | 0.034008 | 0.18314 | 0.13559 | 0.13256 | 0.07537 | 0.022979 | 0.18526 | 0.11061 | 0.11456 | 0.067242 | 0.515 | 0.478 | 0.513 | 0.53825 | 0.529 | 0.596
1692 | 0.10555 | 0.036575 | 0.26384 | 0.1666 | 0.13041 | 0.099959 | 0.038411 | 0.24762 | 0.14228 | 0.13904 | 0.082504 | 0.607 | 0.564 | 0.602 | 0.6275 | 0.64 | 0.661
1693 | 0.15591 | 0.041941 | 0.23956 | 0.17528 | 0.13037 | 0.10254 | 0.050532 | 0.25047 | 0.14276 | 0.13113 | 0.0869 | 0.651 | 0.578 | 0.642 | 0.66625 | 0.699 | 0.673
1694 | 0.22478 | 0.046759 | 0.18727 | 0.18566 | 0.14494 | 0.1099 | 0.05973 | 0.24493 | 0.13881 | 0.10848 | 0.091936 | 0.647 | 0.544 | 0.622 | 0.654 | 0.709 | 0.638
1695 | 0.28325 | 0.055704 | 0.1368 | 0.20232 | 0.1869 | 0.12795 | 0.071281 | 0.2333 | 0.14428 | 0.10327 | 0.1126 | 0.594 | 0.468 | 0.551 | 0.59275 | 0.669 | 0.557
1696 | 0.28578 | 0.077781 | 0.09165 | 0.21199 | 0.25855 | 0.14791 | 0.086331 | 0.21645 | 0.15998 | 0.12446 | 0.1511 | 0.492 | 0.348 | 0.433 | 0.482 | 0.573 | 0.43
1697 | 0.24119 | 0.11744 | 0.081576 | 0.20888 | 0.30387 | 0.13843 | 0.096788 | 0.18883 | 0.16593 | 0.15795 | 0.17852 | 0.34 | 0.196 | 0.282 | 0.32525 | 0.415 | 0.264
1698 | 0.2462 | 0.17967 | 0.11454 | 0.2312 | 0.33287 | 0.13618 | 0.11416 | 0.18545 | 0.18266 | 0.19812 | 0.21089 | 0.145 | 0.048 | 0.12 | 0.1355 | 0.184 | 0.093
1699 | 0.31668 | 0.26069 | 0.2131 | 0.30742 | 0.39248 | 0.18933 | 0.16328 | 0.26068 | 0.24497 | 0.2513 | 0.27858 | 0.003 | 0 | 0.007 | 0.003 | 0.001 | 0.001
1700 | 0.39924 | 0.32618 | 0.25521 | 0.36649 | 0.44501 | 0.26269 | 0.18675 | 0.32064 | 0.29282 | 0.25927 | 0.32868 | 0 | 0 | 0 | 0 | 0 | 0
1701 | 0.43408 | 0.35886 | 0.21759 | 0.37779 | 0.48172 | 0.3253 | 0.18749 | 0.33215 | 0.31705 | 0.25958 | 0.35115 | 0 | 0 | 0 | 0 | 0 | 0
1702 | 0.4079 | 0.39207 | 0.18623 | 0.36177 | 0.49118 | 0.35055 | 0.17857 | 0.3193 | 0.32378 | 0.27358 | 0.35169 | 0 | 0 | 0 | 0 | 0 | 0
1703 | 0.35448 | 0.41944 | 0.15385 | 0.32956 | 0.48035 | 0.34662 | 0.16572 | 0.30901 | 0.32427 | 0.30049 | 0.34094 | 0 | 0 | 0 | 0 | 0 | 0
1704 | 0.29644 | 0.42764 | 0.15572 | 0.29855 | 0.44351 | 0.32789 | 0.14896 | 0.29997 | 0.31632 | 0.32529 | 0.31213 | 0 | 0 | 0 | 0 | 0 | 0
1705 | 0.24112 | 0.42085 | 0.17206 | 0.26952 | 0.39537 | 0.29976 | 0.12963 | 0.28752 | 0.30061 | 0.33759 | 0.27759 | 0 | 0 | 0 | 0 | 0 | 0
1706 | 0.1988 | 0.41311 | 0.15759 | 0.23386 | 0.34518 | 0.26268 | 0.11245 | 0.26993 | 0.27864 | 0.34105 | 0.24089 | 0 | 0 | 0 | 0 | 0 | 0
1707 | 0.16791 | 0.38769 | 0.15948 | 0.20424 | 0.28533 | 0.22302 | 0.098699 | 0.25097 | 0.25141 | 0.33216 | 0.19951 | 0 | 0 | 0 | 0 | 0 | 0
1708 | 0.13892 | 0.37013 | 0.20977 | 0.19357 | 0.23203 | 0.18477 | 0.095881 | 0.23643 | 0.22078 | 0.29844 | 0.16348 | 0 | 0 | 0 | 0 | 0 | 0
1709 | 0.11528 | 0.34576 | 0.35139 | 0.22268 | 0.20139 | 0.15969 | 0.094378 | 0.22274 | 0.19271 | 0.24687 | 0.14153 | 0 | 0 | 0 | 0 | 0 | 0
1710 | 0.1041 | 0.33379 | 0.51205 | 0.25944 | 0.16217 | 0.1478 | 0.097699 | 0.21882 | 0.17139 | 0.19839 | 0.12056 | 0 | 0 | 0 | 0 | 0 | 0
1711 | 0.099628 | 0.34438 | 0.65442 | 0.30003 | 0.14603 | 0.14547 | 0.10064 | 0.21735 | 0.16061 | 0.16853 | 0.11112 | 0 | 0.001 | 0 | 0 | 0 | 0
1712 | 0.10024 | 0.36441 | 0.76177 | 0.34312 | 0.16735 | 0.14012 | 0.093906 | 0.20664 | 0.15487 | 0.14236 | 0.13036 | 0.042 | 0.071 | 0.04 | 0.0315 | 0.013 | 0.031
1713 | 0.10167 | 0.37951 | 0.78342 | 0.35868 | 0.19094 | 0.0815 | 0.10134 | 0.16737 | 0.1328 | 0.1297 | 0.15262 | 0.195 | 0.228 | 0.132 | 0.16075 | 0.164 | 0.152
1714 | 0.10447 | 0.36855 | 0.76079 | 0.36025 | 0.21548 | 0.059071 | 0.11102 | 0.17058 | 0.13921 | 0.16487 | 0.16231 | 0.365 | 0.4 | 0.234 | 0.33625 | 0.367 | 0.379
1715 | 0.12767 | 0.32971 | 0.71263 | 0.35309 | 0.21896 | 0.092686 | 0.10942 | 0.21172 | 0.16244 | 0.18974 | 0.1556 | 0.503 | 0.516 | 0.333 | 0.486 | 0.53 | 0.578
1716 | 0.16134 | 0.30432 | 0.69089 | 0.35354 | 0.20841 | 0.12218 | 0.10293 | 0.23205 | 0.17277 | 0.18852 | 0.14831 | 0.596 | 0.571 | 0.403 | 0.576 | 0.642 | 0.663
1717 | 0.17633 | 0.29544 | 0.70247 | 0.36428 | 0.21403 | 0.13932 | 0.10299 | 0.2302 | 0.17729 | 0.18492 | 0.15472 | 0.641 | 0.568 | 0.429 | 0.614 | 0.704 | 0.682
1718 | 0.17775 | 0.30324 | 0.74372 | 0.38469 | 0.23261 | 0.14806 | 0.11264 | 0.22736 | 0.18333 | 0.18585 | 0.17205 | 0.638 | 0.533 | 0.41 | 0.6035 | 0.716 | 0.65
1719 | 0.18454 | 0.34043 | 0.7816 | 0.41091 | 0.26658 | 0.15898 | 0.12861 | 0.22673 | 0.19753 | 0.20251 | 0.20191 | 0.589 | 0.44 | 0.356 | 0.54725 | 0.675 | 0.569
1720 | 0.20742 | 0.39393 | 0.80175 | 0.44143 | 0.31512 | 0.17597 | 0.14507 | 0.22737 | 0.21855 | 0.23318 | 0.23769 | 0.488 | 0.304 | 0.273 | 0.445 | 0.578 | 0.441
1721 | 0.23634 | 0.42457 | 0.81324 | 0.4657 | 0.34751 | 0.19501 | 0.14525 | 0.22611 | 0.23529 | 0.2616 | 0.25845 | 0.338 | 0.16 | 0.171 | 0.29775 | 0.41 | 0.272
1722 | 0.26709 | 0.44449 | 0.73434 | 0.45051 | 0.35012 | 0.21749 | 0.13918 | 0.22388 | 0.24274 | 0.27291 | 0.25667 | 0.143 | 0.035 | 0.068 | 0.11425 | 0.15 | 0.096
1723 | 0.2918 | 0.46046 | 0.60081 | 0.42303 | 0.37649 | 0.28649 | 0.15945 | 0.25904 | 0.28709 | 0.31652 | 0.28632 | 0.003 | 0 | 0.004 | 0.00225 | 0.001 | 0.001
1724 | 0.29657 | 0.43778 | 0.56912 | 0.42606 | 0.41249 | 0.3211 | 0.16477 | 0.30589 | 0.3151 | 0.3235 | 0.30992 | 0 | 0 | 0 | 0 | 0 | 0
1725 | 0.28982 | 0.4125 | 0.54225 | 0.41358 | 0.40867 | 0.30439 | 0.15919 | 0.31577 | 0.31066 | 0.31136 | 0.31113 | 0 | 0 | 0 | 0 | 0 | 0
1726 | 0.28527 | 0.37624 | 0.41573 | 0.36506 | 0.39418 | 0.28018 | 0.14408 | 0.30225 | 0.30193 | 0.31639 | 0.30891 | 0 | 0 | 0 | 0 | 0 | 0
1727 | 0.29932 | 0.36654 | 0.27135 | 0.32114 | 0.39275 | 0.27319 | 0.13768 | 0.28619 | 0.29996 | 0.33554 | 0.30491 | 0 | 0 | 0 | 0 | 0 | 0
1728 | 0.33305 | 0.3657 | 0.26012 | 0.33318 | 0.40636 | 0.27407 | 0.13418 | 0.27814 | 0.30265 | 0.3609 | 0.29748 | 0 | 0 | 0 | 0 | 0 | 0
1729 | 0.33625 | 0.37132 | 0.31167 | 0.34664 | 0.392 | 0.27851 | 0.13089 | 0.26989 | 0.30571 | 0.39227 | 0.28216 | 0 | 0 | 0 | 0 | 0 | 0
1730 | 0.32771 | 0.38016 | 0.37824 | 0.36275 | 0.38229 | 0.291 | 0.12528 | 0.25773 | 0.30739 | 0.40443 | 0.27641 | 0 | 0 | 0 | 0 | 0 | 0
1731 | 0.33501 | 0.37499 | 0.3697 | 0.35842 | 0.37056 | 0.29573 | 0.11531 | 0.25161 | 0.30301 | 0.39702 | 0.26769 | 0 | 0 | 0 | 0 | 0 | 0
1732 | 0.35459 | 0.36387 | 0.33613 | 0.34609 | 0.34754 | 0.28872 | 0.10616 | 0.24774 | 0.28855 | 0.36982 | 0.24792 | 0 | 0 | 0 | 0 | 0 | 0
1733 | 0.36563 | 0.36512 | 0.35981 | 0.34677 | 0.31487 | 0.2718 | 0.097788 | 0.24017 | 0.26731 | 0.32982 | 0.22745 | 0 | 0 | 0 | 0 | 0 | 0
1734 | 0.36014 | 0.37799 | 0.42737 | 0.35812 | 0.28685 | 0.24831 | 0.090588 | 0.23661 | 0.24658 | 0.29783 | 0.20356 | 0 | 0 | 0 | 0 | 0 | 0
1735 | 0.34865 | 0.39654 | 0.51205 | 0.38424 | 0.29204 | 0.2267 | 0.08811 | 0.23474 | 0.22472 | 0.25381 | 0.18364 | 0 | 0 | 0 | 0 | 0 | 0
1736 | 0.33413 | 0.42073 | 0.54368 | 0.39651 | 0.31174 | 0.18951 | 0.08708 | 0.22665 | 0.20662 | 0.22158 | 0.18875 | 0.03 | 0.035 | 0.024 | 0.02575 | 0.025 | 0.024
1737 | 0.29841 | 0.431 | 0.52361 | 0.39347 | 0.3584 | 0.13218 | 0.10283 | 0.20769 | 0.18827 | 0.20568 | 0.20752 | 0.161 | 0.106 | 0.124 | 0.144 | 0.157 | 0.134
1738 | 0.29283 | 0.42226 | 0.57887 | 0.42128 | 0.39214 | 0.17537 | 0.12387 | 0.23766 | 0.22105 | 0.23946 | 0.2317 | 0.329 | 0.186 | 0.273 | 0.302 | 0.333 | 0.273
1739 | 0.28872 | 0.40296 | 0.63008 | 0.42886 | 0.36778 | 0.22233 | 0.14657 | 0.27895 | 0.24332 | 0.24339 | 0.2286 | 0.455 | 0.244 | 0.407 | 0.4265 | 0.47 | 0.374
1740 | 0.26447 | 0.39336 | 0.60621 | 0.39497 | 0.31421 | 0.2036 | 0.15285 | 0.27266 | 0.22749 | 0.22851 | 0.20518 | 0.522 | 0.273 | 0.493 | 0.4815 | 0.533 | 0.378
1741 | 0.23681 | 0.37742 | 0.57331 | 0.36166 | 0.27486 | 0.17978 | 0.15102 | 0.25108 | 0.20761 | 0.20967 | 0.18992 | 0.522 | 0.282 | 0.514 | 0.46325 | 0.524 | 0.293
1742 | 0.22716 | 0.35803 | 0.58026 | 0.35442 | 0.25584 | 0.17086 | 0.15312 | 0.2374 | 0.19568 | 0.19349 | 0.18099 | 0.437 | 0.267 | 0.475 | 0.39025 | 0.467 | 0.182
1743 | 0.24287 | 0.35208 | 0.59946 | 0.36641 | 0.2569 | 0.1738 | 0.16239 | 0.23472 | 0.19504 | 0.18529 | 0.18635 | 0.286 | 0.219 | 0.404 | 0.297 | 0.382 | 0.116
1744 | 0.27138 | 0.36351 | 0.61024 | 0.39106 | 0.29155 | 0.1878 | 0.16897 | 0.2402 | 0.20548 | 0.18854 | 0.2054 | 0.136 | 0.151 | 0.301 | 0.1805 | 0.211 | 0.074
1745 | 0.30039 | 0.39727 | 0.60621 | 0.41227 | 0.33022 | 0.19326 | 0.15371 | 0.24732 | 0.21076 | 0.18583 | 0.21664 | 0.052 | 0.075 | 0.178 | 0.09075 | 0.092 | 0.041
1746 | 0.33558 | 0.44271 | 0.57051 | 0.42366 | 0.36489 | 0.19217 | 0.15339 | 0.24315 | 0.20919 | 0.18136 | 0.2201 | 0.014 | 0.016 | 0.072 | 0.03 | 0.021 | 0.013
1747 | 0.35555 | 0.48631 | 0.56912 | 0.44725 | 0.41709 | 0.19769 | 0.18439 | 0.27795 | 0.23217 | 0.19587 | 0.25716 | 0 | 0 | 0.006 | 0.0015 | 0 | 0
1748 | 0.36532 | 0.50705 | 0.62616 | 0.48203 | 0.45461 | 0.19546 | 0.18796 | 0.3182 | 0.25265 | 0.20806 | 0.28887 | 0 | 0 | 0 | 0 | 0 | 0
1749 | 0.35826 | 0.49689 | 0.61956 | 0.47689 | 0.45285 | 0.18543 | 0.18201 | 0.31355 | 0.25124 | 0.20803 | 0.29794 | 0 | 0 | 0 | 0 | 0 | 0
1750 | 0.36339 | 0.45937 | 0.61024 | 0.45804 | 0.40048 | 0.18115 | 0.16919 | 0.28852 | 0.2381 | 0.21451 | 0.26821 | 0 | 0 | 0 | 0 | 0 | 0
1751 | 0.36596 | 0.40562 | 0.59265 | 0.45184 | 0.39691 | 0.17729 | 0.15156 | 0.2583 | 0.22683 | 0.21294 | 0.25879 | 0 | 0 | 0 | 0 | 0 | 0
1752 | 0.36494 | 0.36122 | 0.55504 | 0.43673 | 0.39022 | 0.17735 | 0.1454 | 0.23582 | 0.21491 | 0.19062 | 0.25586 | 0 | 0 | 0 | 0 | 0 | 0
1753 | 0.35568 | 0.34563 | 0.51783 | 0.41607 | 0.37468 | 0.17242 | 0.13597 | 0.21459 | 0.20327 | 0.17767 | 0.24839 | 0 | 0 | 0 | 0 | 0 | 0
1754 | 0.35318 | 0.34488 | 0.50915 | 0.4037 | 0.34877 | 0.16167 | 0.12563 | 0.19038 | 0.18785 | 0.16976 | 0.22959 | 0 | 0 | 0 | 0 | 0 | 0
1755 | 0.33652 | 0.35082 | 0.47271 | 0.3814 | 0.33496 | 0.14367 | 0.1162 | 0.1619 | 0.1677 | 0.15095 | 0.21427 | 0 | 0 | 0 | 0 | 0 | 0
1756 | 0.31536 | 0.35821 | 0.43905 | 0.36404 | 0.33771 | 0.1292 | 0.11248 | 0.1437 | 0.15625 | 0.13908 | 0.21303 | 0 | 0 | 0 | 0 | 0 | 0
1757 | 0.3201 | 0.38034 | 0.42883 | 0.36284 | 0.33961 | 0.11868 | 0.11189 | 0.13193 | 0.15074 | 0.14638 | 0.20598 | 0 | 0 | 0 | 0 | 0 | 0
1758 | 0.32963 | 0.38273 | 0.36828 | 0.34337 | 0.3322 | 0.1127 | 0.11282 | 0.12477 | 0.15127 | 0.17128 | 0.19634 | 0 | 0 | 0 | 0 | 0 | 0
1759 | 0.32744 | 0.39125 | 0.30367 | 0.32268 | 0.33692 | 0.11382 | 0.11633 | 0.12172 | 0.15288 | 0.17908 | 0.19691 | 0 | 0.001 | 0 | 0 | 0 | 0
1760 | 0.31322 | 0.3916 | 0.25889 | 0.30521 | 0.3435 | 0.11966 | 0.12298 | 0.11958 | 0.1529 | 0.17309 | 0.19925 | 0.009 | 0.034 | 0.015 | 0.011 | 0.009 | 0.011
1761 | 0.29427 | 0.38154 | 0.24552 | 0.29297 | 0.33911 | 0.13799 | 0.15015 | 0.11431 | 0.15073 | 0.14136 | 0.20927 | 0.053 | 0.12 | 0.088 | 0.06175 | 0.041 | 0.065
1762 | 0.27242 | 0.37469 | 0.19355 | 0.26395 | 0.32589 | 0.13402 | 0.19909 | 0.11686 | 0.15599 | 0.15719 | 0.21588 | 0.117 | 0.24 | 0.204 | 0.14175 | 0.084 | 0.162
1763 | 0.23225 | 0.37402 | 0.15853 | 0.24452 | 0.34276 | 0.16542 | 0.25538 | 0.14089 | 0.18804 | 0.18693 | 0.2589 | 0.212 | 0.359 | 0.328 | 0.261 | 0.136 | 0.368
1764 | 0.19949 | 0.37597 | 0.11298 | 0.22377 | 0.35884 | 0.17972 | 0.26179 | 0.14325 | 0.20003 | 0.19678 | 0.28039 | 0.322 | 0.415 | 0.404 | 0.34525 | 0.179 | 0.476
1765 | 0.17809 | 0.36923 | 0.075206 | 0.20054 | 0.34831 | 0.16401 | 0.25635 | 0.13193 | 0.18933 | 0.19539 | 0.266 | 0.321 | 0.434 | 0.418 | 0.35325 | 0.212 | 0.462
1766 | 0.17806 | 0.36898 | 0.057687 | 0.19082 | 0.33673 | 0.15389 | 0.25973 | 0.12434 | 0.18275 | 0.19749 | 0.25527 | 0.345 | 0.402 | 0.397 | 0.3535 | 0.239 | 0.433
1767 | 0.18918 | 0.38623 | 0.04878 | 0.19329 | 0.34192 | 0.15932 | 0.27449 | 0.12281 | 0.18828 | 0.20709 | 0.26389 | 0.285 | 0.332 | 0.345 | 0.3025 | 0.222 | 0.358
1768 | 0.21663 | 0.43133 | 0.043885 | 0.20673 | 0.35967 | 0.17588 | 0.28389 | 0.12912 | 0.20337 | 0.22511 | 0.28335 | 0.2 | 0.229 | 0.257 | 0.23225 | 0.221 | 0.251
1769 | 0.23566 | 0.49533 | 0.04341 | 0.21077 | 0.35323 | 0.16775 | 0.24885 | 0.13702 | 0.20379 | 0.23409 | 0.27631 | 0.102 | 0.114 | 0.151 | 0.138 | 0.175 | 0.124
1770 | 0.24998 | 0.56237 | 0.059334 | 0.21424 | 0.3334 | 0.15438 | 0.27571 | 0.13957 | 0.18868 | 0.20755 | 0.25324 | 0.038 | 0.028 | 0.057 | 0.047 | 0.055 | 0.038
1771 | 0.27182 | 0.61952 | 0.1193 | 0.25026 | 0.35965 | 0.21129 | 0.35208 | 0.18683 | 0.23431 | 0.2524 | 0.28671 | 0 | 0 | 0.004 | 0.001 | 0 | 0
1772 | 0.30047 | 0.63392 | 0.19781 | 0.29958 | 0.40044 | 0.25287 | 0.37512 | 0.2334 | 0.27727 | 0.31493 | 0.30789 | 0 | 0 | 0 | 0 | 0 | 0
1773 | 0.30884 | 0.61108 | 0.2626 | 0.32285 | 0.39711 | 0.2515 | 0.37687 | 0.24107 | 0.27746 | 0.31444 | 0.30283 | 0 | 0 | 0 | 0 | 0 | 0
1774 | 0.27752 | 0.56857 | 0.28666 | 0.31414 | 0.37823 | 0.23949 | 0.36317 | 0.22865 | 0.26113 | 0.29688 | 0.27951 | 0 | 0 | 0 | 0 | 0 | 0
1775 | 0.29602 | 0.51638 | 0.28408 | 0.31404 | 0.362 | 0.23387 | 0.34754 | 0.21043 | 0.25301 | 0.29197 | 0.27576 | 0 | 0 | 0 | 0 | 0 | 0
1776 | 0.29055 | 0.4723 | 0.27135 | 0.31042 | 0.36935 | 0.21622 | 0.33165 | 0.19198 | 0.23472 | 0.25651 | 0.27419 | 0 | 0 | 0 | 0 | 0 | 0
1777 | 0.22454 | 0.45011 | 0.25277 | 0.2678 | 0.3261 | 0.19574 | 0.31524 | 0.17369 | 0.20518 | 0.19984 | 0.25145 | 0 | 0 | 0 | 0 | 0 | 0
1778 | 0.19396 | 0.45537 | 0.22212 | 0.24197 | 0.30984 | 0.17379 | 0.29729 | 0.15809 | 0.18187 | 0.16087 | 0.23475 | 0 | 0 | 0 | 0 | 0 | 0
1779 | 0.16992 | 0.49555 | 0.1852 | 0.21706 | 0.29607 | 0.14432 | 0.27471 | 0.14554 | 0.1624 | 0.14027 | 0.21946 | 0 | 0 | 0 | 0 | 0 | 0
1780 | 0.14072 | 0.54232 | 0.15017 | 0.1867 | 0.2692 | 0.10863 | 0.26077 | 0.13147 | 0.14479 | 0.13756 | 0.20151 | 0 | 0 | 0 | 0 | 0 | 0
1781 | 0.12144 | 0.56257 | 0.13422 | 0.16116 | 0.22784 | 0.080317 | 0.24644 | 0.11346 | 0.13086 | 0.14749 | 0.18219 | 0 | 0 | 0 | 0 | 0 | 0
1782 | 0.1117 | 0.56315 | 0.13594 | 0.14687 | 0.19296 | 0.06049 | 0.23355 | 0.093094 | 0.11492 | 0.14569 | 0.16041 | 0 | 0 | 0 | 0 | 0 | 0
1783 | 0.10494 | 0.55956 | 0.14563 | 0.13634 | 0.15846 | 0.049727 | 0.22302 | 0.076962 | 0.10161 | 0.13925 | 0.14052 | 0 | 0.001 | 0 | 0 | 0 | 0
1784 | 0.094172 | 0.57508 | 0.15385 | 0.12478 | 0.12631 | 0.045317 | 0.2575 | 0.064246 | 0.093502 | 0.13792 | 0.12652 | 0.015 | 0.052 | 0.02 | 0.0175 | 0.019 | 0.016
1785 | 0.085961 | 0.56193 | 0.095152 | 0.10083 | 0.12139 | 0.041889 | 0.2857 | 0.051046 | 0.086936 | 0.12797 | 0.12684 | 0.084 | 0.168 | 0.102 | 0.087 | 0.095 | 0.067
1786 | 0.085089 | 0.53665 | 0.050299 | 0.08545 | 0.12096 | 0.048103 | 0.33494 | 0.049911 | 0.085683 | 0.10505 | 0.13967 | 0.195 | 0.331 | 0.237 | 0.20875 | 0.207 | 0.196
1787 | 0.079857 | 0.50362 | 0.047285 | 0.084044 | 0.12499 | 0.045627 | 0.39369 | 0.052945 | 0.083446 | 0.091436 | 0.14377 | 0.316 | 0.484 | 0.388 | 0.35925 | 0.36 | 0.373
1788 | 0.063027 | 0.50502 | 0.041999 | 0.078624 | 0.13085 | 0.036531 | 0.42748 | 0.046209 | 0.073166 | 0.057656 | 0.15227 | 0.389 | 0.547 | 0.501 | 0.47725 | 0.552 | 0.467
1789 | 0.044903 | 0.51548 | 0.029921 | 0.072256 | 0.14194 | 0.025978 | 0.44077 | 0.039357 | 0.064002 | 0.030701 | 0.15997 | 0.445 | 0.555 | 0.535 | 0.5205 | 0.643 | 0.459
1790 | 0.030287 | 0.50747 | 0.015101 | 0.062432 | 0.14191 | 0.016671 | 0.44274 | 0.034733 | 0.055016 | 0.015745 | 0.15291 | 0.483 | 0.522 | 0.496 | 0.51025 | 0.673 | 0.389
1791 | 0.020618 | 0.51066 | 0.004757 | 0.04929 | 0.1225 | 0.010112 | 0.44073 | 0.031296 | 0.047898 | 0.007353 | 0.14283 | 0.469 | 0.435 | 0.428 | 0.462 | 0.63 | 0.321
1792 | 0.015056 | 0.53717 | 0.000457 | 0.038004 | 0.0985 | 0.005874 | 0.4176 | 0.027804 | 0.042029 | 0.002305 | 0.13213 | 0.403 | 0.301 | 0.326 | 0.3765 | 0.53 | 0.247
1793 | 0.014178 | 0.5619 | 9.8e-05 | 0.031228 | 0.079408 | 0.004137 | 0.37322 | 0.024384 | 0.036495 | 0.000948 | 0.11651 | 0.281 | 0.155 | 0.209 | 0.2525 | 0.369 | 0.151
1794 | 0.014741 | 0.58704 | 0.000499 | 0.034007 | 0.086782 | 0.003574 | 0.36672 | 0.022966 | 0.035616 | 0.001528 | 0.1144 | 0.112 | 0.037 | 0.091 | 0.10175 | 0.151 | 0.053
1795 | 0.015981 | 0.62567 | 0.006842 | 0.046827 | 0.11766 | 0.005193 | 0.39225 | 0.038057 | 0.046707 | 0.004077 | 0.1395 | 0.004 | 0 | 0.009 | 0.004 | 0.003 | 0
1796 | 0.016395 | 0.64868 | 0.026469 | 0.064073 | 0.14935 | 0.009585 | 0.38895 | 0.068732 | 0.062104 | 0.009382 | 0.16072 | 0 | 0 | 0 | 0 | 0 | 0
1797 | 0.016897 | 0.64514 | 0.070303 | 0.085079 | 0.16804 | 0.014324 | 0.36681 | 0.10709 | 0.075825 | 0.017732 | 0.16415 | 0 | 0 | 0 | 0 | 0 | 0
1798 | 0.016598 | 0.6232 | 0.13767 | 0.10676 | 0.166 | 0.02031 | 0.33938 | 0.14354 | 0.086667 | 0.031033 | 0.15179 | 0 | 0 | 0 | 0 | 0 | 0
1799 | 0.014525 | 0.59363 | 0.22441 | 0.13092 | 0.15384 | 0.027534 | 0.31565 | 0.16904 | 0.094658 | 0.046478 | 0.13558 | 0 | 0 | 0 | 0 | 0 | 0
1800 | 0.011986 | 0.53795 | 0.31033 | 0.15435 | 0.14073 | 0.036217 | 0.28767 | 0.18249 | 0.10011 | 0.057418 | 0.1243 | 0 | 0 | 0 | 0 | 0 | 0
1801 | 0.010702 | 0.46768 | 0.3811 | 0.17186 | 0.12377 | 0.043746 | 0.26393 | 0.18629 | 0.10202 | 0.064256 | 0.11378 | 0 | 0 | 0 | 0 | 0 | 0
1802 | 0.010725 | 0.43005 | 0.41282 | 0.17488 | 0.1011 | 0.045079 | 0.2415 | 0.18292 | 0.099519 | 0.073082 | 0.096992 | 0 | 0 | 0 | 0 | 0 | 0
1803 | 0.012287 | 0.39311 | 0.40702 | 0.16346 | 0.071081 | 0.040164 | 0.21452 | 0.17283 | 0.092071 | 0.085197 | 0.07009 | 0 | 0 | 0 | 0 | 0 | 0
1804 | 0.015175 | 0.344 | 0.3811 | 0.14452 | 0.03729 | 0.032874 | 0.18612 | 0.15836 | 0.084433 | 0.10403 | 0.042464 | 0 | 0 | 0 | 0 | 0 | 0
1805 | 0.020853 | 0.28894 | 0.37539 | 0.13739 | 0.015933 | 0.027653 | 0.16094 | 0.14004 | 0.078734 | 0.12401 | 0.023238 | 0 | 0 | 0 | 0 | 0 | 0
1806 | 0.033104 | 0.23548 | 0.3811 | 0.14084 | 0.00831 | 0.027532 | 0.14394 | 0.12631 | 0.078965 | 0.14797 | 0.014051 | 0 | 0 | 0 | 0 | 0 | 0
1807 | 0.0492 | 0.19 | 0.32517 | 0.12747 | 0.00804 | 0.033186 | 0.13273 | 0.1174 | 0.085217 | 0.17625 | 0.014027 | 0 | 0.003 | 0 | 0 | 0 | 0
1808 | 0.064532 | 0.16349 | 0.24075 | 0.10595 | 0.012575 | 0.043941 | 0.11126 | 0.10611 | 0.088961 | 0.18345 | 0.022349 | 0.035 | 0.073 | 0.048 | 0.03875 | 0.028 | 0.044
1809 | 0.072408 | 0.15058 | 0.17907 | 0.090527 | 0.020102 | 0.037496 | 0.10406 | 0.063589 | 0.060354 | 0.10979 | 0.030543 | 0.171 | 0.215 | 0.196 | 0.17775 | 0.163 | 0.181
1810 | 0.069071 | 0.14993 | 0.17009 | 0.089911 | 0.030569 | 0.020091 | 0.1398 | 0.042549 | 0.035778 | 0.051668 | 0.028806 | 0.335 | 0.373 | 0.365 | 0.3515 | 0.34 | 0.366
1811 | 0.064859 | 0.14458 | 0.24552 | 0.12038 | 0.050768 | 0.042372 | 0.165 | 0.059708 | 0.052027 | 0.067029 | 0.039 | 0.47 | 0.494 | 0.496 | 0.49 | 0.49 | 0.504
1812 | 0.063786 | 0.1389 | 0.29055 | 0.14244 | 0.072989 | 0.042884 | 0.17906 | 0.067573 | 0.057863 | 0.072688 | 0.048308 | 0.56 | 0.553 | 0.575 | 0.57675 | 0.598 | 0.574
1813 | 0.054105 | 0.14078 | 0.2626 | 0.13268 | 0.081345 | 0.032691 | 0.179 | 0.063715 | 0.050307 | 0.055774 | 0.04905 | 0.603 | 0.558 | 0.607 | 0.614 | 0.659 | 0.587
1814 | 0.037737 | 0.13388 | 0.21871 | 0.11083 | 0.076042 | 0.022967 | 0.17441 | 0.058041 | 0.042016 | 0.039932 | 0.047125 | 0.6 | 0.512 | 0.591 | 0.603 | 0.671 | 0.55
1815 | 0.022744 | 0.12863 | 0.17405 | 0.087439 | 0.065523 | 0.015549 | 0.17123 | 0.052462 | 0.036251 | 0.032008 | 0.044987 | 0.551 | 0.423 | 0.529 | 0.5435 | 0.617 | 0.477
1816 | 0.016091 | 0.12958 | 0.13422 | 0.06877 | 0.056001 | 0.012246 | 0.16083 | 0.048565 | 0.034309 | 0.032234 | 0.044192 | 0.452 | 0.301 | 0.425 | 0.43975 | 0.516 | 0.366
1817 | 0.024406 | 0.15238 | 0.10386 | 0.060619 | 0.053592 | 0.01518 | 0.15087 | 0.045064 | 0.037022 | 0.042078 | 0.045766 | 0.301 | 0.164 | 0.282 | 0.28675 | 0.342 | 0.222
1818 | 0.052088 | 0.20081 | 0.086198 | 0.071912 | 0.077449 | 0.031831 | 0.19798 | 0.044009 | 0.051298 | 0.06408 | 0.065272 | 0.127 | 0.042 | 0.125 | 0.11625 | 0.135 | 0.078
1819 | 0.090923 | 0.25804 | 0.09027 | 0.10346 | 0.12919 | 0.069371 | 0.26733 | 0.062306 | 0.080475 | 0.082874 | 0.10735 | 0.006 | 0 | 0.015 | 0.00675 | 0.004 | 0.002
1820 | 0.12529 | 0.29471 | 0.16619 | 0.15578 | 0.17585 | 0.10812 | 0.29033 | 0.09922 | 0.10712 | 0.075384 | 0.14577 | 0 | 0 | 0 | 0 | 0 | 0
1821 | 0.15233 | 0.29912 | 0.30899 | 0.21577 | 0.18598 | 0.12448 | 0.2767 | 0.13409 | 0.11819 | 0.055938 | 0.15825 | 0 | 0 | 0 | 0 | 0 | 0
1822 | 0.17185 | 0.27683 | 0.45222 | 0.26326 | 0.16572 | 0.11358 | 0.25311 | 0.15446 | 0.11231 | 0.037537 | 0.14368 | 0 | 0 | 0 | 0 | 0 | 0
1823 | 0.18646 | 0.23724 | 0.5621 | 0.28963 | 0.12032 | 0.08857 | 0.23165 | 0.16317 | 0.097272 | 0.025781 | 0.11156 | 0 | 0 | 0 | 0 | 0 | 0
1824 | 0.20422 | 0.1943 | 0.62089 | 0.29743 | 0.067195 | 0.067672 | 0.21096 | 0.16629 | 0.081533 | 0.017459 | 0.074708 | 0 | 0 | 0 | 0 | 0 | 0
1825 | 0.23267 | 0.15325 | 0.62877 | 0.29729 | 0.030432 | 0.061289 | 0.19071 | 0.16574 | 0.07149 | 0.012369 | 0.046563 | 0 | 0 | 0 | 0 | 0 | 0
1826 | 0.26338 | 0.11745 | 0.60621 | 0.29879 | 0.02679 | 0.071089 | 0.17211 | 0.16301 | 0.06975 | 0.00913 | 0.035771 | 0 | 0 | 0 | 0 | 0 | 0
1827 | 0.27927 | 0.086487 | 0.5747 | 0.30562 | 0.062895 | 0.095162 | 0.15504 | 0.15709 | 0.076382 | 0.009617 | 0.043665 | 0 | 0 | 0 | 0 | 0 | 0
1828 | 0.27908 | 0.06535 | 0.53796 | 0.30988 | 0.11258 | 0.1242 | 0.13809 | 0.14954 | 0.089416 | 0.020636 | 0.063287 | 0 | 0 | 0 | 0 | 0 | 0
1829 | 0.25702 | 0.054963 | 0.5106 | 0.304 | 0.14438 | 0.13995 | 0.12345 | 0.14056 | 0.1017 | 0.043696 | 0.082599 | 0 | 0 | 0 | 0 | 0 | 0
1830 | 0.23782 | 0.051768 | 0.4917 | 0.29711 | 0.16181 | 0.14113 | 0.11311 | 0.13766 | 0.11307 | 0.080665 | 0.092822 | 0 | 0 | 0 | 0 | 0 | 0
1831 | 0.23092 | 0.052183 | 0.45661 | 0.28717 | 0.17398 | 0.12166 | 0.10213 | 0.14019 | 0.12105 | 0.13128 | 0.091065 | 0 | 0.007 | 0 | 0 | 0 | 0
1832 | 0.23551 | 0.052912 | 0.41573 | 0.27402 | 0.17084 | 0.095967 | 0.069143 | 0.13832 | 0.12422 | 0.1808 | 0.081794 | 0.037 | 0.105 | 0.041 | 0.03225 | 0.02 | 0.031
1833 | 0.23706 | 0.054785 | 0.34304 | 0.2448 | 0.1543 | 0.075593 | 0.062333 | 0.12694 | 0.099491 | 0.12911 | 0.066322 | 0.118 | 0.263 | 0.155 | 0.136 | 0.17 | 0.101
1834 | 0.23178 | 0.056672 | 0.26509 | 0.21288 | 0.14177 | 0.066048 | 0.072255 | 0.12478 | 0.0775 | 0.060287 | 0.058889 | 0.223 | 0.418 | 0.296 | 0.28 | 0.351 | 0.25
1835 | 0.23572 | 0.0539 | 0.26136 | 0.20916 | 0.13042 | 0.065973 | 0.084804 | 0.14345 | 0.091234 | 0.10253 | 0.052983 | 0.362 | 0.536 | 0.416 | 0.42075 | 0.5 | 0.405
1836 | 0.24029 | 0.049046 | 0.31033 | 0.22501 | 0.12442 | 0.07203 | 0.092266 | 0.15766 | 0.095274 | 0.10078 | 0.050624 | 0.459 | 0.593 | 0.496 | 0.51 | 0.603 | 0.482
1837 | 0.25747 | 0.04687 | 0.36828 | 0.25254 | 0.13186 | 0.088098 | 0.091055 | 0.16538 | 0.10193 | 0.098294 | 0.055957 | 0.534 | 0.601 | 0.536 | 0.56325 | 0.659 | 0.524
1838 | 0.269 | 0.04584 | 0.40557 | 0.27491 | 0.15015 | 0.11169 | 0.086055 | 0.17571 | 0.11651 | 0.10649 | 0.07215 | 0.552 | 0.564 | 0.516 | 0.5575 | 0.666 | 0.496
1839 | 0.2615 | 0.045727 | 0.45222 | 0.29411 | 0.16862 | 0.1383 | 0.082069 | 0.19392 | 0.14138 | 0.13751 | 0.095786 | 0.491 | 0.483 | 0.453 | 0.49575 | 0.622 | 0.417
1840 | 0.25291 | 0.047376 | 0.52072 | 0.31868 | 0.1824 | 0.16589 | 0.080742 | 0.21959 | 0.17383 | 0.19084 | 0.11899 | 0.397 | 0.361 | 0.354 | 0.39375 | 0.522 | 0.302
1841 | 0.25137 | 0.051889 | 0.54368 | 0.32722 | 0.1866 | 0.19117 | 0.078028 | 0.24156 | 0.20264 | 0.24529 | 0.13255 | 0.253 | 0.208 | 0.229 | 0.25325 | 0.364 | 0.167
1842 | 0.25646 | 0.06102 | 0.47564 | 0.31057 | 0.19962 | 0.20635 | 0.11632 | 0.25349 | 0.22247 | 0.29205 | 0.13799 | 0.093 | 0.057 | 0.1 | 0.1 | 0.155 | 0.052
1843 | 0.29147 | 0.073404 | 0.5981 | 0.37733 | 0.24243 | 0.23071 | 0.18157 | 0.31585 | 0.27141 | 0.39008 | 0.14899 | 0.003 | 0 | 0.01 | 0.00475 | 0.005 | 0.001
1844 | 0.33679 | 0.082512 | 0.75085 | 0.45342 | 0.27261 | 0.23969 | 0.21158 | 0.37797 | 0.3073 | 0.45333 | 0.15823 | 0 | 0 | 0 | 0 | 0 | 0
1845 | 0.34547 | 0.084917 | 0.77885 | 0.4636 | 0.26646 | 0.22065 | 0.20202 | 0.38721 | 0.30195 | 0.44423 | 0.15571 | 0 | 0 | 0 | 0 | 0 | 0
1846 | 0.3261 | 0.081897 | 0.76949 | 0.44737 | 0.24653 | 0.19944 | 0.17722 | 0.36695 | 0.27917 | 0.41019 | 0.14009 | 0 | 0 | 0 | 0 | 0 | 0
1847 | 0.30816 | 0.078217 | 0.77233 | 0.44214 | 0.24592 | 0.16752 | 0.15431 | 0.34357 | 0.24979 | 0.362 | 0.12607 | 0 | 0 | 0 | 0 | 0 | 0
1848 | 0.3071 | 0.07862 | 0.77793 | 0.4502 | 0.26557 | 0.1456 | 0.12985 | 0.32095 | 0.22677 | 0.31796 | 0.12257 | 0 | 0 | 0 | 0 | 0 | 0
1849 | 0.32154 | 0.084239 | 0.77044 | 0.45875 | 0.28427 | 0.13773 | 0.10466 | 0.30613 | 0.20994 | 0.26988 | 0.12601 | 0 | 0 | 0 | 0 | 0 | 0
1850 | 0.30996 | 0.090824 | 0.74372 | 0.44286 | 0.27491 | 0.14172 | 0.083113 | 0.28214 | 0.19539 | 0.2262 | 0.13148 | 0 | 0 | 0 | 0 | 0 | 0
1851 | 0.29825 | 0.10117 | 0.71151 | 0.42132 | 0.25419 | 0.15574 | 0.068536 | 0.26796 | 0.19043 | 0.20946 | 0.12856 | 0 | 0 | 0 | 0 | 0 | 0
1852 | 0.29213 | 0.11937 | 0.70361 | 0.41332 | 0.24422 | 0.14821 | 0.061857 | 0.26715 | 0.19014 | 0.2261 | 0.11909 | 0 | 0 | 0 | 0 | 0 | 0
1853 | 0.32009 | 0.13454 | 0.7816 | 0.44696 | 0.23919 | 0.13529 | 0.057065 | 0.26281 | 0.18055 | 0.21198 | 0.11213 | 0 | 0 | 0 | 0 | 0 | 0
1854 | 0.3438 | 0.1472 | 0.76372 | 0.44505 | 0.22762 | 0.13204 | 0.053601 | 0.25125 | 0.17061 | 0.1905 | 0.10865 | 0 | 0 | 0 | 0 | 0 | 0
1855 | 0.34468 | 0.15055 | 0.79406 | 0.44618 | 0.19979 | 0.12476 | 0.050951 | 0.24899 | 0.16509 | 0.1834 | 0.10322 | 0 | 0.011 | 0 | 0 | 0 | 0
1856 | 0.34663 | 0.14107 | 0.81244 | 0.4515 | 0.19543 | 0.10876 | 0.032895 | 0.2454 | 0.16049 | 0.19523 | 0.092583 | 0.008 | 0.113 | 0.031 | 0.0175 | 0.018 | 0.013
1857 | 0.3301 | 0.12399 | 0.8092 | 0.44304 | 0.18981 | 0.094351 | 0.015895 | 0.24674 | 0.14709 | 0.16542 | 0.081837 | 0.051 | 0.253 | 0.124 | 0.078 | 0.071 | 0.066
1858 | 0.30538 | 0.10584 | 0.80259 | 0.43395 | 0.19388 | 0.08132 | 0.016246 | 0.24018 | 0.12843 | 0.11512 | 0.077087 | 0.116 | 0.405 | 0.263 | 0.17125 | 0.148 | 0.158
1859 | 0.30305 | 0.083406 | 0.79406 | 0.42905 | 0.19005 | 0.064975 | 0.036582 | 0.22758 | 0.11173 | 0.085232 | 0.069135 | 0.177 | 0.515 | 0.402 | 0.27175 | 0.246 | 0.262
1860 | 0.2994 | 0.06339 | 0.78791 | 0.42516 | 0.18819 | 0.049248 | 0.03031 | 0.21491 | 0.097624 | 0.064636 | 0.061699 | 0.234 | 0.585 | 0.505 | 0.36225 | 0.322 | 0.388
1861 | 0.28441 | 0.053405 | 0.77608 | 0.41549 | 0.18598 | 0.038447 | 0.016303 | 0.20268 | 0.086672 | 0.05127 | 0.054294 | 0.273 | 0.611 | 0.548 | 0.40325 | 0.307 | 0.485
1862 | 0.27363 | 0.047387 | 0.77044 | 0.4105 | 0.18744 | 0.034329 | 0.007794 | 0.19435 | 0.080887 | 0.043615 | 0.05125 | 0.282 | 0.58 | 0.53 | 0.406 | 0.33 | 0.482
1863 | 0.25337 | 0.046928 | 0.77793 | 0.41022 | 0.19936 | 0.035109 | 0.004944 | 0.19532 | 0.082054 | 0.043573 | 0.054209 | 0.273 | 0.503 | 0.479 | 0.36225 | 0.277 | 0.42
1864 | 0.22927 | 0.055187 | 0.77885 | 0.40028 | 0.19273 | 0.03941 | 0.006042 | 0.20206 | 0.088174 | 0.054288 | 0.056938 | 0.235 | 0.383 | 0.382 | 0.29525 | 0.235 | 0.329
1865 | 0.20079 | 0.070926 | 0.78702 | 0.40061 | 0.21401 | 0.043961 | 0.012364 | 0.21211 | 0.099595 | 0.075121 | 0.067192 | 0.153 | 0.225 | 0.24 | 0.18275 | 0.144 | 0.194
1866 | 0.18359 | 0.079475 | 0.78879 | 0.40414 | 0.24005 | 0.042525 | 0.034247 | 0.21134 | 0.10818 | 0.091249 | 0.087591 | 0.052 | 0.067 | 0.1 | 0.0665 | 0.048 | 0.066
1867 | 0.17343 | 0.082834 | 0.79406 | 0.415 | 0.27751 | 0.039698 | 0.0639 | 0.22233 | 0.12108 | 0.10685 | 0.11544 | 0.002 | 0 | 0.012 | 0.00425 | 0.001 | 0.002
1868 | 0.16434 | 0.097205 | 0.78432 | 0.40995 | 0.28119 | 0.036569 | 0.078957 | 0.24552 | 0.13552 | 0.13208 | 0.1279 | 0 | 0 | 0 | 0 | 0 | 0
1869 | 0.15776 | 0.11188 | 0.75586 | 0.38917 | 0.25389 | 0.033048 | 0.076891 | 0.24768 | 0.13602 | 0.14022 | 0.12313 | 0 | 0 | 0 | 0 | 0 | 0
1870 | 0.15541 | 0.11354 | 0.73539 | 0.37638 | 0.23834 | 0.029378 | 0.064198 | 0.23961 | 0.12917 | 0.13131 | 0.11638 | 0 | 0 | 0 | 0 | 0 | 0
1871 | 0.15269 | 0.10201 | 0.73222 | 0.37132 | 0.22904 | 0.027398 | 0.04614 | 0.22688 | 0.11947 | 0.11675 | 0.10686 | 0 | 0 | 0 | 0 | 0 | 0
1872 | 0.1447 | 0.085493 | 0.71596 | 0.35594 | 0.20716 | 0.028696 | 0.030013 | 0.21359 | 0.10941 | 0.10338 | 0.091977 | 0 | 0 | 0 | 0 | 0 | 0
1873 | 0.13634 | 0.072238 | 0.68261 | 0.33164 | 0.17596 | 0.034062 | 0.020412 | 0.20373 | 0.10218 | 0.096705 | 0.074209 | 0 | 0 | 0 | 0 | 0 | 0
1874 | 0.13175 | 0.063993 | 0.66067 | 0.31457 | 0.15129 | 0.042133 | 0.016739 | 0.19532 | 0.098605 | 0.095816 | 0.061151 | 0 | 0 | 0 | 0 | 0 | 0
1875 | 0.135 | 0.059668 | 0.70017 | 0.32337 | 0.13494 | 0.047587 | 0.017582 | 0.18906 | 0.09727 | 0.096544 | 0.055891 | 0 | 0 | 0 | 0 | 0 | 0
1876 | 0.1356 | 0.057141 | 0.69787 | 0.31903 | 0.12362 | 0.047687 | 0.021222 | 0.19016 | 0.098323 | 0.10291 | 0.052529 | 0 | 0 | 0 | 0 | 0 | 0
1877 | 0.13788 | 0.055682 | 0.66685 | 0.3066 | 0.11506 | 0.04509 | 0.024752 | 0.18468 | 0.095457 | 0.1035 | 0.048558 | 0 | 0 | 0 | 0 | 0 | 0
1878 | 0.13451 | 0.052676 | 0.67781 | 0.30674 | 0.10791 | 0.043423 | 0.025824 | 0.17944 | 0.091504 | 0.098292 | 0.044863 | 0 | 0 | 0 | 0 | 0 | 0
1879 | 0.12134 | 0.053246 | 0.68854 | 0.302 | 0.096118 | 0.041851 | 0.025538 | 0.18012 | 0.088799 | 0.094023 | 0.039202 | 0 | 0.014 | 0 | 0 | 0 | 0
1880 | 0.10148 | 0.05746 | 0.71263 | 0.29836 | 0.080971 | 0.035528 | 0.017854 | 0.18017 | 0.082345 | 0.080501 | 0.033183 | 0.014 | 0.14 | 0.018 | 0.02175 | 0.033 | 0.022
1881 | 0.075939 | 0.056862 | 0.69902 | 0.27712 | 0.05639 | 0.027863 | 0.006759 | 0.18517 | 0.075053 | 0.063851 | 0.023327 | 0.069 | 0.299 | 0.08 | 0.097 | 0.143 | 0.096
1882 | 0.054493 | 0.051436 | 0.75286 | 0.2817 | 0.037756 | 0.022861 | 0.006474 | 0.19322 | 0.068622 | 0.042426 | 0.015984 | 0.159 | 0.45 | 0.161 | 0.2165 | 0.321 | 0.225
1883 | 0.046712 | 0.040119 | 0.77139 | 0.28247 | 0.029313 | 0.017165 | 0.009807 | 0.19372 | 0.06302 | 0.028187 | 0.013011 | 0.28 | 0.561 | 0.243 | 0.35425 | 0.498 | 0.396
1884 | 0.052707 | 0.034664 | 0.79492 | 0.29093 | 0.025172 | 0.015607 | 0.011459 | 0.19326 | 0.060743 | 0.02183 | 0.01227 | 0.409 | 0.623 | 0.311 | 0.46525 | 0.61 | 0.531
1885 | 0.061445 | 0.046579 | 0.81082 | 0.29568 | 0.014783 | 0.017333 | 0.013345 | 0.19474 | 0.059322 | 0.013691 | 0.011524 | 0.471 | 0.648 | 0.361 | 0.52 | 0.67 | 0.578
1886 | 0.05786 | 0.07071 | 0.80757 | 0.29077 | 0.006886 | 0.018713 | 0.017499 | 0.19294 | 0.057043 | 0.004629 | 0.011889 | 0.53 | 0.612 | 0.37 | 0.53875 | 0.679 | 0.576
1887 | 0.043186 | 0.092917 | 0.77514 | 0.27583 | 0.009156 | 0.018414 | 0.024414 | 0.18502 | 0.055009 | 0.000703 | 0.015895 | 0.524 | 0.53 | 0.341 | 0.505 | 0.639 | 0.516
1888 | 0.03339 | 0.10679 | 0.69556 | 0.25298 | 0.029997 | 0.017571 | 0.031594 | 0.17195 | 0.053382 | 0.000156 | 0.02385 | 0.451 | 0.401 | 0.276 | 0.41675 | 0.544 | 0.396
1889 | 0.03536 | 0.11916 | 0.55645 | 0.21187 | 0.043788 | 0.018691 | 0.033219 | 0.15651 | 0.052057 | 0.000597 | 0.032427 | 0.316 | 0.236 | 0.185 | 0.28275 | 0.388 | 0.242
1890 | 0.027492 | 0.14347 | 0.5351 | 0.20053 | 0.039007 | 0.028102 | 0.035058 | 0.14562 | 0.055015 | 0.009105 | 0.037234 | 0.139 | 0.073 | 0.083 | 0.1215 | 0.176 | 0.088
1891 | 0.009808 | 0.18516 | 0.58303 | 0.21146 | 0.041545 | 0.05579 | 0.041446 | 0.16249 | 0.072495 | 0.027463 | 0.044233 | 0.01 | 0 | 0.009 | 0.00775 | 0.009 | 0.003
1892 | 0.004476 | 0.2394 | 0.5981 | 0.22111 | 0.060744 | 0.069723 | 0.046595 | 0.1931 | 0.089252 | 0.038483 | 0.055697 | 0 | 0 | 0 | 0 | 0 | 0
1893 | 0.005057 | 0.30419 | 0.60081 | 0.22633 | 0.07313 | 0.061563 | 0.050553 | 0.1973 | 0.089913 | 0.033292 | 0.067495 | 0 | 0 | 0 | 0 | 0 | 0
1894 | 0.006402 | 0.36135 | 0.59674 | 0.2284 | 0.082062 | 0.04963 | 0.055572 | 0.18588 | 0.081131 | 0.017939 | 0.071073 | 0 | 0 | 0 | 0 | 0 | 0
1895 | 0.026955 | 0.40179 | 0.55362 | 0.23371 | 0.12055 | 0.029689 | 0.06675 | 0.16767 | 0.071353 | 0.005577 | 0.082475 | 0 | 0 | 0 | 0 | 0 | 0
1896 | 0.070248 | 0.4108 | 0.54225 | 0.26869 | 0.19357 | 0.017059 | 0.080611 | 0.14066 | 0.068445 | 0.00354 | 0.11253 | 0 | 0 | 0 | 0 | 0 | 0
1897 | 0.12214 | 0.37106 | 0.49316 | 0.29392 | 0.26648 | 0.018276 | 0.089508 | 0.11236 | 0.072127 | 0.011064 | 0.14681 | 0 | 0 | 0 | 0 | 0 | 0
1898 | 0.17502 | 0.30413 | 0.53367 | 0.34029 | 0.3122 | 0.02937 | 0.09287 | 0.096432 | 0.083658 | 0.029159 | 0.17967 | 0 | 0 | 0 | 0 | 0 | 0
1899 | 0.20599 | 0.26447 | 0.50625 | 0.33985 | 0.3073 | 0.048267 | 0.088768 | 0.092469 | 0.096561 | 0.054013 | 0.19149 | 0 | 0 | 0 | 0 | 0 | 0
1900 | 0.19644 | 0.24337 | 0.44636 | 0.32438 | 0.33033 | 0.070755 | 0.080936 | 0.098525 | 0.11093 | 0.079649 | 0.19477 | 0 | 0 | 0 | 0 | 0 | 0
1901 | 0.23306 | 0.20231 | 0.44344 | 0.33813 | 0.33789 | 0.10247 | 0.075969 | 0.11074 | 0.12936 | 0.10527 | 0.19896 | 0 | 0 | 0 | 0 | 0 | 0
1902 | 0.33027 | 0.14489 | 0.5106 | 0.40196 | 0.36501 | 0.12998 | 0.074043 | 0.12535 | 0.14245 | 0.09889 | 0.21559 | 0 | 0 | 0 | 0 | 0 | 0
1903 | 0.35337 | 0.094363 | 0.57331 | 0.4431 | 0.40263 | 0.1663 | 0.071133 | 0.14149 | 0.15663 | 0.093142 | 0.22559 | 0 | 0.007 | 0 | 0 | 0 | 0
1904 | 0.42704 | 0.068803 | 0.65317 | 0.52224 | 0.48652 | 0.19378 | 0.061178 | 0.15443 | 0.16956 | 0.11406 | 0.21599 | 0.013 | 0.07 | 0.019 | 0.01575 | 0.01 | 0.021
1905 | 0.51679 | 0.079678 | 0.67901 | 0.58214 | 0.55061 | 0.20459 | 0.057106 | 0.17033 | 0.18919 | 0.1416 | 0.24023 | 0.069 | 0.159 | 0.079 | 0.06925 | 0.053 | 0.076
1906 | 0.60856 | 0.1302 | 0.66685 | 0.62454 | 0.59822 | 0.27669 | 0.063125 | 0.21815 | 0.24111 | 0.17593 | 0.29366 | 0.163 | 0.241 | 0.161 | 0.15375 | 0.124 | 0.167
1907 | 0.64099 | 0.21531 | 0.69206 | 0.65162 | 0.62182 | 0.37489 | 0.069273 | 0.26218 | 0.30307 | 0.22222 | 0.35298 | 0.267 | 0.299 | 0.24 | 0.2335 | 0.214 | 0.213
1908 | 0.64353 | 0.32566 | 0.72146 | 0.67304 | 0.65414 | 0.4684 | 0.075596 | 0.29309 | 0.35845 | 0.26592 | 0.40639 | 0.364 | 0.339 | 0.304 | 0.2655 | 0.167 | 0.227
1909 | 0.65624 | 0.47622 | 0.76949 | 0.695 | 0.65928 | 0.5339 | 0.084138 | 0.32345 | 0.40118 | 0.30192 | 0.44546 | 0.417 | 0.342 | 0.336 | 0.301 | 0.178 | 0.273
1910 | 0.67221 | 0.63621 | 0.78968 | 0.69809 | 0.63239 | 0.56172 | 0.096573 | 0.34486 | 0.42657 | 0.33295 | 0.46675 | 0.452 | 0.328 | 0.331 | 0.36225 | 0.343 | 0.323
1911 | 0.66759 | 0.74909 | 0.79921 | 0.69703 | 0.62429 | 0.56314 | 0.1143 | 0.36291 | 0.45512 | 0.40724 | 0.48718 | 0.444 | 0.264 | 0.301 | 0.396 | 0.47 | 0.369
1912 | 0.66579 | 0.80185 | 0.81483 | 0.70927 | 0.64718 | 0.54282 | 0.13801 | 0.37988 | 0.47975 | 0.48841 | 0.50789 | 0.398 | 0.177 | 0.251 | 0.34875 | 0.445 | 0.301
1913 | 0.67665 | 0.81919 | 0.82492 | 0.72416 | 0.67091 | 0.51614 | 0.16589 | 0.39296 | 0.48237 | 0.5064 | 0.51397 | 0.276 | 0.093 | 0.173 | 0.223 | 0.268 | 0.175
1914 | 0.67632 | 0.82447 | 0.83162 | 0.73338 | 0.6922 | 0.41584 | 0.18475 | 0.37374 | 0.41723 | 0.38578 | 0.49356 | 0.097 | 0.025 | 0.081 | 0.08125 | 0.092 | 0.055
1915 | 0.69289 | 0.81698 | 0.8491 | 0.74695 | 0.69886 | 0.35795 | 0.23722 | 0.35284 | 0.37955 | 0.31582 | 0.49159 | 0.005 | 0 | 0.013 | 0.00575 | 0.003 | 0.002
1916 | 0.728 | 0.78375 | 0.86006 | 0.76674 | 0.71214 | 0.39898 | 0.28623 | 0.3799 | 0.40975 | 0.3374 | 0.52271 | 0 | 0 | 0 | 0 | 0 | 0
1917 | 0.71944 | 0.71569 | 0.85174 | 0.75929 | 0.70668 | 0.39386 | 0.32455 | 0.38137 | 0.41579 | 0.35818 | 0.52975 | 0 | 0 | 0 | 0 | 0 | 0
1918 | 0.68622 | 0.62205 | 0.84437 | 0.7465 | 0.70889 | 0.36497 | 0.34673 | 0.36846 | 0.39748 | 0.33483 | 0.52166 | 0 | 0 | 0 | 0 | 0 | 0
1919 | 0.64867 | 0.51656 | 0.8374 | 0.73106 | 0.7071 | 0.3513 | 0.3565 | 0.35271 | 0.37784 | 0.30023 | 0.50711 | 0 | 0 | 0 | 0 | 0 | 0
1920 | 0.58372 | 0.42808 | 0.79921 | 0.68793 | 0.68084 | 0.32034 | 0.34629 | 0.33031 | 0.35252 | 0.27813 | 0.48131 | 0 | 0 | 0 | 0 | 0 | 0
1921 | 0.54663 | 0.35141 | 0.74372 | 0.6457 | 0.64675 | 0.27184 | 0.33089 | 0.31395 | 0.32425 | 0.26465 | 0.44657 | 0 | 0 | 0 | 0 | 0 | 0
1922 | 0.53735 | 0.28296 | 0.65943 | 0.59724 | 0.59496 | 0.26671 | 0.31117 | 0.2911 | 0.29761 | 0.21997 | 0.41267 | 0 | 0 | 0 | 0 | 0 | 0
1923 | 0.5258 | 0.24071 | 0.63399 | 0.56619 | 0.53878 | 0.2711 | 0.28437 | 0.28257 | 0.28329 | 0.20437 | 0.37511 | 0 | 0 | 0 | 0 | 0 | 0
1924 | 0.50825 | 0.21142 | 0.60756 | 0.53487 | 0.48881 | 0.28406 | 0.25567 | 0.29703 | 0.28784 | 0.21807 | 0.35221 | 0 | 0 | 0 | 0 | 0 | 0
1925 | 0.47814 | 0.1757 | 0.6519 | 0.51957 | 0.42866 | 0.293 | 0.23792 | 0.31791 | 0.29325 | 0.25478 | 0.30732 | 0 | 0 | 0 | 0 | 0 | 0
1926 | 0.43043 | 0.1414 | 0.65442 | 0.49433 | 0.39814 | 0.29727 | 0.22332 | 0.33147 | 0.30175 | 0.30492 | 0.27332 | 0 | 0 | 0 | 0 | 0 | 0
1927 | 0.38296 | 0.11585 | 0.67539 | 0.48189 | 0.38732 | 0.29231 | 0.19862 | 0.34771 | 0.31437 | 0.36383 | 0.25364 | 0 | 0.012 | 0 | 0.0005 | 0 | 0.002
1928 | 0.34371 | 0.097482 | 0.68736 | 0.45927 | 0.34675 | 0.28778 | 0.16779 | 0.3537 | 0.32288 | 0.43781 | 0.21223 | 0.032 | 0.123 | 0.024 | 0.058 | 0.037 | 0.139
1929 | 0.30109 | 0.090228 | 0.73328 | 0.45868 | 0.34168 | 0.33786 | 0.2445 | 0.41973 | 0.37365 | 0.49052 | 0.24648 | 0.154 | 0.287 | 0.121 | 0.189 | 0.141 | 0.34
1930 | 0.2636 | 0.082007 | 0.84843 | 0.46746 | 0.29036 | 0.30264 | 0.2189 | 0.45763 | 0.36241 | 0.47099 | 0.21837 | 0.312 | 0.439 | 0.27 | 0.352 | 0.314 | 0.512
1931 | 0.23342 | 0.062649 | 0.8381 | 0.42912 | 0.21584 | 0.26892 | 0.1611 | 0.44217 | 0.32774 | 0.42981 | 0.17005 | 0.487 | 0.557 | 0.433 | 0.50975 | 0.484 | 0.635
1932 | 0.18604 | 0.045948 | 0.7816 | 0.37149 | 0.14682 | 0.23759 | 0.1105 | 0.41885 | 0.2938 | 0.39477 | 0.12398 | 0.605 | 0.621 | 0.52 | 0.61275 | 0.624 | 0.702
1933 | 0.14117 | 0.039709 | 0.73328 | 0.32214 | 0.091963 | 0.21095 | 0.075937 | 0.40154 | 0.26907 | 0.3786 | 0.085204 | 0.667 | 0.634 | 0.55 | 0.65775 | 0.696 | 0.718
1934 | 0.11543 | 0.030074 | 0.71817 | 0.29616 | 0.054883 | 0.18885 | 0.055406 | 0.39347 | 0.25317 | 0.37211 | 0.058238 | 0.672 | 0.605 | 0.529 | 0.652 | 0.723 | 0.684
1935 | 0.095081 | 0.017842 | 0.71927 | 0.28146 | 0.030025 | 0.16898 | 0.04304 | 0.38571 | 0.23612 | 0.34868 | 0.041119 | 0.627 | 0.523 | 0.478 | 0.60025 | 0.696 | 0.6
1936 | 0.077385 | 0.008998 | 0.72902 | 0.27396 | 0.015478 | 0.14927 | 0.035239 | 0.37042 | 0.21614 | 0.31555 | 0.029348 | 0.531 | 0.389 | 0.391 | 0.5 | 0.606 | 0.472
1937 | 0.068315 | 0.004435 | 0.73644 | 0.27165 | 0.010191 | 0.13092 | 0.032158 | 0.34765 | 0.19264 | 0.26869 | 0.023317 | 0.386 | 0.223 | 0.269 | 0.35275 | 0.45 | 0.306
1938 | 0.062121 | 0.003297 | 0.72037 | 0.26459 | 0.011298 | 0.11037 | 0.033689 | 0.29388 | 0.15974 | 0.21289 | 0.021809 | 0.198 | 0.071 | 0.127 | 0.16875 | 0.218 | 0.132
1939 | 0.05514 | 0.004424 | 0.65693 | 0.2431 | 0.017233 | 0.12289 | 0.049531 | 0.26873 | 0.1551 | 0.1992 | 0.029596 | 0.027 | 0.001 | 0.02 | 0.019 | 0.019 | 0.01
1940 | 0.043228 | 0.008219 | 0.6838 | 0.25133 | 0.026964 | 0.14627 | 0.063853 | 0.3029 | 0.17929 | 0.22362 | 0.044376 | 0 | 0 | 0 | 0 | 0 | 0
1941 | 0.026456 | 0.018252 | 0.69902 | 0.25551 | 0.041042 | 0.13978 | 0.072355 | 0.30023 | 0.18413 | 0.23579 | 0.060701 | 0 | 0 | 0 | 0 | 0 | 0
1942 | 0.01229 | 0.037262 | 0.68141 | 0.25252 | 0.06385 | 0.12124 | 0.081959 | 0.27321 | 0.1763 | 0.23275 | 0.077997 | 0 | 0 | 0 | 0 | 0 | 0
1943 | 0.008552 | 0.071104 | 0.68021 | 0.2602 | 0.09182 | 0.10659 | 0.092775 | 0.24835 | 0.16701 | 0.21829 | 0.094795 | 0 | 0 | 0 | 0 | 0 | 0
1944 | 0.013593 | 0.12502 | 0.64684 | 0.25873 | 0.11575 | 0.098631 | 0.10063 | 0.22342 | 0.15687 | 0.19982 | 0.10562 | 0 | 0 | 0 | 0 | 0 | 0
1945 | 0.025131 | 0.19465 | 0.53796 | 0.23053 | 0.1285 | 0.096983 | 0.10215 | 0.19379 | 0.14446 | 0.17665 | 0.11043 | 0 | 0 | 0 | 0 | 0 | 0
1946 | 0.039885 | 0.26985 | 0.5106 | 0.22998 | 0.13947 | 0.10071 | 0.099533 | 0.16944 | 0.13501 | 0.15353 | 0.11635 | 0 | 0 | 0 | 0 | 0 | 0
1947 | 0.055283 | 0.32478 | 0.56491 | 0.25956 | 0.1585 | 0.10761 | 0.095492 | 0.15032 | 0.12772 | 0.12708 | 0.12587 | 0 | 0 | 0 | 0 | 0 | 0
1948 | 0.069144 | 0.34859 | 0.60352 | 0.28387 | 0.17896 | 0.11563 | 0.089854 | 0.13168 | 0.12115 | 0.1039 | 0.1334 | 0 | 0 | 0 | 0 | 0 | 0
1949 | 0.076426 | 0.34996 | 0.53653 | 0.26428 | 0.17989 | 0.12685 | 0.083021 | 0.10637 | 0.11287 | 0.091597 | 0.12668 | 0 | 0 | 0 | 0 | 0 | 0
1950 | 0.082534 | 0.34136 | 0.39835 | 0.22081 | 0.18155 | 0.1373 | 0.078756 | 0.084962 | 0.10513 | 0.086687 | 0.11155 | 0 | 0 | 0 | 0 | 0 | 0
1951 | 0.089813 | 0.3253 | 0.31974 | 0.19465 | 0.17441 | 0.13937 | 0.07155 | 0.067663 | 0.09508 | 0.075231 | 0.098058 | 0 | 0.012 | 0 | 0 | 0 | 0
1952 | 0.090892 | 0.30694 | 0.27387 | 0.17493 | 0.16004 | 0.10508 | 0.038377 | 0.050393 | 0.071234 | 0.046804 | 0.082653 | 0.052 | 0.103 | 0.047 | 0.04325 | 0.038 | 0.036
1953 | 0.086402 | 0.29377 | 0.17505 | 0.13548 | 0.14498 | 0.042294 | 0.029457 | 0.035908 | 0.04426 | 0.025138 | 0.073698 | 0.185 | 0.24 | 0.169 | 0.1575 | 0.146 | 0.13
1954 | 0.081706 | 0.30606 | 0.16813 | 0.13281 | 0.14859 | 0.021878 | 0.039455 | 0.036793 | 0.039656 | 0.016584 | 0.083371 | 0.351 | 0.38 | 0.336 | 0.318 | 0.31 | 0.275
1955 | 0.075351 | 0.32341 | 0.19461 | 0.14056 | 0.15171 | 0.017143 | 0.044484 | 0.045711 | 0.041522 | 0.011286 | 0.091947 | 0.502 | 0.487 | 0.496 | 0.469 | 0.473 | 0.405
1956 | 0.06861 | 0.33752 | 0.23368 | 0.15428 | 0.16056 | 0.016013 | 0.051533 | 0.050055 | 0.043978 | 0.011495 | 0.098348 | 0.594 | 0.549 | 0.592 | 0.5705 | 0.604 | 0.492
1957 | 0.065813 | 0.34894 | 0.17806 | 0.13975 | 0.17538 | 0.019211 | 0.060185 | 0.050731 | 0.047333 | 0.011598 | 0.10779 | 0.633 | 0.56 | 0.62 | 0.6185 | 0.67 | 0.551
1958 | 0.067726 | 0.35176 | 0.12829 | 0.12797 | 0.1879 | 0.024047 | 0.067212 | 0.051113 | 0.05046 | 0.01026 | 0.11642 | 0.615 | 0.513 | 0.607 | 0.608 | 0.672 | 0.538
1959 | 0.069629 | 0.34427 | 0.094446 | 0.11838 | 0.19107 | 0.028284 | 0.070618 | 0.051758 | 0.051881 | 0.007741 | 0.11974 | 0.549 | 0.424 | 0.544 | 0.543 | 0.61 | 0.469
1960 | 0.066425 | 0.32221 | 0.086869 | 0.11237 | 0.18382 | 0.030629 | 0.068282 | 0.054204 | 0.051752 | 0.005998 | 0.11618 | 0.433 | 0.3 | 0.435 | 0.42475 | 0.502 | 0.329
1961 | 0.057767 | 0.30138 | 0.11454 | 0.1136 | 0.1685 | 0.031257 | 0.056245 | 0.057431 | 0.0504 | 0.004779 | 0.10813 | 0.287 | 0.164 | 0.291 | 0.276 | 0.349 | 0.177
1962 | 0.051124 | 0.28238 | 0.1852 | 0.12659 | 0.14346 | 0.033106 | 0.045909 | 0.060896 | 0.047686 | 0.00362 | 0.093124 | 0.125 | 0.051 | 0.135 | 0.1155 | 0.137 | 0.065
1963 | 0.05426 | 0.25763 | 0.32926 | 0.16968 | 0.12553 | 0.045414 | 0.046332 | 0.086957 | 0.054604 | 0.003123 | 0.082923 | 0.016 | 0.001 | 0.02 | 0.0125 | 0.01 | 0.004
1964 | 0.069184 | 0.2254 | 0.50915 | 0.23254 | 0.11928 | 0.052741 | 0.047659 | 0.12636 | 0.064666 | 0.00362 | 0.075943 | 0 | 0 | 0 | 0 | 0 | 0
1965 | 0.094585 | 0.19221 | 0.63008 | 0.27961 | 0.11417 | 0.053419 | 0.048691 | 0.14339 | 0.066919 | 0.004955 | 0.065908 | 0 | 0 | 0 | 0 | 0 | 0
1966 | 0.12156 | 0.16431 | 0.67781 | 0.30361 | 0.11145 | 0.049886 | 0.04922 | 0.14433 | 0.064451 | 0.00674 | 0.056852 | 0 | 0 | 0 | 0 | 0 | 0
1967 | 0.14348 | 0.13812 | 0.70017 | 0.31622 | 0.10502 | 0.044059 | 0.049871 | 0.13863 | 0.06055 | 0.008775 | 0.050732 | 0 | 0 | 0 | 0 | 0 | 0
1968 | 0.14424 | 0.11612 | 0.70701 | 0.31466 | 0.092725 | 0.036191 | 0.047578 | 0.13074 | 0.056391 | 0.010605 | 0.048034 | 0 | 0 | 0 | 0 | 0 | 0
1969 | 0.13003 | 0.096283 | 0.71486 | 0.30756 | 0.077792 | 0.027381 | 0.041525 | 0.11825 | 0.051434 | 0.012328 | 0.047776 | 0 | 0 | 0 | 0 | 0 | 0
1970 | 0.11131 | 0.078724 | 0.71151 | 0.29783 | 0.070672 | 0.022367 | 0.035078 | 0.1048 | 0.048127 | 0.012379 | 0.052961 | 0 | 0 | 0 | 0 | 0 | 0
1971 | 0.09369 | 0.061647 | 0.65943 | 0.27526 | 0.072675 | 0.026615 | 0.030377 | 0.092289 | 0.048108 | 0.008647 | 0.064881 | 0 | 0 | 0 | 0 | 0 | 0
1972 | 0.087217 | 0.047074 | 0.5621 | 0.24437 | 0.083811 | 0.037895 | 0.027126 | 0.08467 | 0.051648 | 0.003473 | 0.080553 | 0 | 0 | 0 | 0 | 0 | 0
1973 | 0.095081 | 0.037247 | 0.45075 | 0.2149 | 0.098873 | 0.052356 | 0.024874 | 0.08198 | 0.057301 | 0.001102 | 0.093767 | 0 | 0 | 0 | 0 | 0 | 0
1974 | 0.10492 | 0.032343 | 0.37824 | 0.19749 | 0.10932 | 0.059931 | 0.022973 | 0.080645 | 0.058471 | 0.0013 | 0.092009 | 0 | 0 | 0 | 0 | 0 | 0
1975 | 0.10437 | 0.029924 | 0.31704 | 0.17807 | 0.11282 | 0.053205 | 0.020777 | 0.082519 | 0.055637 | 0.003773 | 0.08305 | 0 | 0.009 | 0 | 0 | 0 | 0
1976 | 0.091314 | 0.026207 | 0.25399 | 0.15045 | 0.10604 | 0.043027 | 0.011993 | 0.080401 | 0.051366 | 0.008689 | 0.073345 | 0.03 | 0.083 | 0.035 | 0.035 | 0.047 | 0.028
1977 | 0.073148 | 0.021709 | 0.16522 | 0.11083 | 0.09413 | 0.032165 | 0.005816 | 0.062189 | 0.041461 | 0.007363 | 0.064127 | 0.109 | 0.189 | 0.125 | 0.11475 | 0.135 | 0.09
1978 | 0.059161 | 0.017706 | 0.086198 | 0.075552 | 0.081296 | 0.029889 | 0.005722 | 0.06408 | 0.043248 | 0.015018 | 0.064006 | 0.237 | 0.332 | 0.235 | 0.24875 | 0.284 | 0.239
1979 | 0.04776 | 0.013921 | 0.08354 | 0.066201 | 0.067304 | 0.027126 | 0.006802 | 0.065845 | 0.045877 | 0.033806 | 0.05673 | 0.319 | 0.444 | 0.33 | 0.37425 | 0.477 | 0.371
1980 | 0.039628 | 0.010183 | 0.16233 | 0.084083 | 0.050288 | 0.023821 | 0.007541 | 0.066404 | 0.044292 | 0.042862 | 0.044081 | 0.434 | 0.495 | 0.384 | 0.447 | 0.567 | 0.403
1981 | 0.035806 | 0.006176 | 0.29446 | 0.12249 | 0.037215 | 0.022155 | 0.00783 | 0.068897 | 0.042733 | 0.047127 | 0.032753 | 0.509 | 0.493 | 0.377 | 0.45325 | 0.515 | 0.412
1982 | 0.035475 | 0.003267 | 0.43321 | 0.16546 | 0.027686 | 0.02147 | 0.007354 | 0.0733 | 0.040992 | 0.045316 | 0.02388 | 0.483 | 0.445 | 0.334 | 0.40225 | 0.4 | 0.392
1983 | 0.03853 | 0.001682 | 0.54082 | 0.20004 | 0.020768 | 0.02295 | 0.006548 | 0.078707 | 0.039928 | 0.040496 | 0.017561 | 0.382 | 0.368 | 0.272 | 0.33075 | 0.302 | 0.367
1984 | 0.042594 | 0.000568 | 0.61956 | 0.22601 | 0.015884 | 0.023513 | 0.005847 | 0.085196 | 0.038038 | 0.030904 | 0.012537 | 0.255 | 0.258 | 0.198 | 0.23375 | 0.195 | 0.287
1985 | 0.054734 | 2.7e-05 | 0.64938 | 0.23914 | 0.013307 | 0.019971 | 0.004745 | 0.09474 | 0.034387 | 0.0144 | 0.008438 | 0.137 | 0.135 | 0.123 | 0.1355 | 0.118 | 0.164
1986 | 0.078411 | 0 | 0.63916 | 0.2436 | 0.013235 | 0.0183 | 0.006407 | 0.10298 | 0.031963 | 0.001435 | 0.005135 | 0.053 | 0.043 | 0.052 | 0.05225 | 0.046 | 0.058
1987 | 0.094461 | 0 | 0.64429 | 0.2525 | 0.018764 | 0.025483 | 0.010648 | 0.11512 | 0.036482 | 2.1e-05 | 0.005299 | 0.003 | 0 | 0.007 | 0.0035 | 0.001 | 0.003
1988 | 0.10785 | 5e-06 | 0.6838 | 0.27309 | 0.027606 | 0.038694 | 0.015842 | 0.13521 | 0.048349 | 0.011929 | 0.007563 | 0 | 0 | 0 | 0 | 0 | 0
1989 | 0.12027 | 4e-05 | 0.66439 | 0.27383 | 0.036833 | 0.05621 | 0.026008 | 0.1531 | 0.066851 | 0.046117 | 0.011976 | 0 | 0 | 0 | 0 | 0 | 0
1990 | 0.12614 | 0.000365 | 0.60487 | 0.25869 | 0.045071 | 0.073565 | 0.043625 | 0.17439 | 0.089767 | 0.092456 | 0.018663 | 0 | 0 | 0 | 0 | 0 | 0
1991 | 0.12949 | 0.001641 | 0.60487 | 0.26359 | 0.05642 | 0.084066 | 0.060897 | 0.19252 | 0.10855 | 0.1321 | 0.025502 | 0 | 0 | 0 | 0 | 0 | 0
1992 | 0.13629 | 0.002236 | 0.55645 | 0.25333 | 0.067249 | 0.092497 | 0.073298 | 0.20572 | 0.12118 | 0.15485 | 0.031647 | 0 | 0 | 0 | 0 | 0 | 0
1993 | 0.15126 | 0.00483 | 0.56069 | 0.26519 | 0.083617 | 0.10248 | 0.078529 | 0.21658 | 0.1334 | 0.17522 | 0.039328 | 0 | 0 | 0 | 0 | 0 | 0
1994 | 0.18177 | 0.010039 | 0.53223 | 0.27217 | 0.10251 | 0.11573 | 0.080859 | 0.22876 | 0.14432 | 0.18495 | 0.047853 | 0 | 0 | 0 | 0 | 0 | 0
1995 | 0.22323 | 0.016919 | 0.51205 | 0.28591 | 0.12246 | 0.12726 | 0.086738 | 0.23353 | 0.1517 | 0.1885 | 0.057522 | 0 | 0 | 0 | 0 | 0 | 0
1996 | 0.25481 | 0.025893 | 0.48294 | 0.29133 | 0.13625 | 0.12582 | 0.093312 | 0.233 | 0.14483 | 0.15313 | 0.067367 | 0 | 0 | 0 | 0 | 0 | 0
1997 | 0.25309 | 0.030663 | 0.42009 | 0.26934 | 0.13484 | 0.11147 | 0.090924 | 0.22074 | 0.12526 | 0.096543 | 0.072314 | 0 | 0 | 0 | 0 | 0 | 0
1998 | 0.22829 | 0.032069 | 0.36404 | 0.24596 | 0.14554 | 0.10259 | 0.087217 | 0.21005 | 0.11181 | 0.054126 | 0.080471 | 0 | 0 | 0 | 0 | 0 | 0
1999 | 0.22189 | 0.034976 | 0.33888 | 0.24023 | 0.15991 | 0.095704 | 0.084737 | 0.19889 | 0.10118 | 0.019767 | 0.09036 | 0 | 0.013 | 0 | 0 | 0 | 0
2000 | 0.22824 | 0.043567 | 0.31569 | 0.23602 | 0.16412 | 0.080733 | 0.071596 | 0.19377 | 0.094546 | 0.00769 | 0.095989 | 0.014 | 0.1 | 0.016 | 0.01525 | 0.02 | 0.011
2001 | 0.22398 | 0.058304 | 0.29055 | 0.22677 | 0.16577 | 0.07529 | 0.06597 | 0.19157 | 0.095402 | 0.013034 | 0.10171 | 0.048 | 0.235 | 0.077 | 0.05675 | 0.052 | 0.05
2002 | 0.21723 | 0.086765 | 0.41282 | 0.25838 | 0.14508 | 0.087147 | 0.099735 | 0.21005 | 0.10619 | 0.029046 | 0.098517 | 0.082 | 0.367 | 0.171 | 0.1115 | 0.096 | 0.097
2003 | 0.23291 | 0.14458 | 0.40413 | 0.25952 | 0.14151 | 0.10704 | 0.13099 | 0.22141 | 0.12003 | 0.04626 | 0.10541 | 0.121 | 0.452 | 0.269 | 0.16575 | 0.138 | 0.135
2004 | 0.25166 | 0.22438 | 0.36687 | 0.25509 | 0.14674 | 0.11962 | 0.13905 | 0.23058 | 0.12917 | 0.061193 | 0.10529 | 0.159 | 0.487 | 0.345 | 0.21625 | 0.199 | 0.162
2005 | 0.26932 | 0.30022 | 0.35139 | 0.25172 | 0.13443 | 0.12243 | 0.13589 | 0.23722 | 0.13297 | 0.081542 | 0.090695 | 0.177 | 0.465 | 0.382 | 0.2325 | 0.213 | 0.158
2006 | 0.27176 | 0.34627 | 0.34443 | 0.24571 | 0.12093 | 0.12301 | 0.13146 | 0.2452 | 0.13771 | 0.10715 | 0.075494 | 0.191 | 0.402 | 0.375 | 0.227 | 0.211 | 0.131
2007 | 0.26557 | 0.35903 | 0.33063 | 0.24014 | 0.12422 | 0.12883 | 0.12706 | 0.25832 | 0.14753 | 0.1352 | 0.067772 | 0.199 | 0.311 | 0.341 | 0.211 | 0.187 | 0.117
2008 | 0.24807 | 0.34974 | 0.31974 | 0.23225 | 0.12893 | 0.14167 | 0.12222 | 0.27147 | 0.16144 | 0.16121 | 0.0714 | 0.176 | 0.203 | 0.287 | 0.1775 | 0.145 | 0.102
2009 | 0.21168 | 0.33503 | 0.31704 | 0.22224 | 0.13799 | 0.14787 | 0.12218 | 0.27223 | 0.16948 | 0.17726 | 0.080562 | 0.13 | 0.098 | 0.21 | 0.12475 | 0.088 | 0.071
2010 | 0.16822 | 0.31047 | 0.305 | 0.20535 | 0.14284 | 0.13156 | 0.16572 | 0.24116 | 0.15507 | 0.16211 | 0.085459 | 0.068 | 0.025 | 0.118 | 0.06275 | 0.033 | 0.032
2011 | 0.13832 | 0.26666 | 0.31974 | 0.20375 | 0.15319 | 0.13979 | 0.22198 | 0.22177 | 0.15266 | 0.15175 | 0.097334 | 0.01 | 0 | 0.027 | 0.01 | 0.001 | 0.002
2012 | 0.12051 | 0.21808 | 0.33613 | 0.20844 | 0.16869 | 0.17422 | 0.23964 | 0.23764 | 0.17413 | 0.1678 | 0.11687 | 0 | 0 | 0 | 0 | 0 | 0
2013 | 0.10154 | 0.17945 | 0.31435 | 0.19685 | 0.17466 | 0.17754 | 0.2237 | 0.23676 | 0.1852 | 0.19613 | 0.13037 | 0 | 0 | 0 | 0 | 0 | 0
2014 | 0.076626 | 0.17158 | 0.21088 | 0.15548 | 0.17895 | 0.16332 | 0.19867 | 0.21901 | 0.18201 | 0.2085 | 0.13719 | 0 | 0 | 0 | 0 | 0 | 0
2015 | 0.043951 | 0.20003 | 0.10913 | 0.11347 | 0.18734 | 0.15085 | 0.17575 | 0.20252 | 0.18105 | 0.22865 | 0.14219 | 0 | 0 | 0 | 0 | 0 | 0
2016 | 0.01794 | 0.24023 | 0.064991 | 0.083106 | 0.16639 | 0.11877 | 0.15894 | 0.18747 | 0.16838 | 0.23079 | 0.13649 | 0 | 0 | 0 | 0 | 0 | 0
2017 | 0.014983 | 0.2683 | 0.047285 | 0.064173 | 0.13025 | 0.091247 | 0.14876 | 0.17681 | 0.15454 | 0.22505 | 0.12506 | 0 | 0 | 0 | 0 | 0 | 0
2018 | 0.03873 | 0.27476 | 0.098007 | 0.079265 | 0.10106 | 0.076063 | 0.14214 | 0.17223 | 0.1372 | 0.19116 | 0.10933 | 0 | 0 | 0 | 0 | 0 | 0
2019 | 0.08756 | 0.28211 | 0.24075 | 0.13491 | 0.076431 | 0.074693 | 0.1353 | 0.16647 | 0.12467 | 0.16281 | 0.094718 | 0 | 0 | 0 | 0 | 0 | 0
2020 | 0.16509 | 0.27156 | 0.423 | 0.21797 | 0.065811 | 0.081485 | 0.12527 | 0.16591 | 0.11537 | 0.12802 | 0.086068 | 0 | 0 | 0 | 0 | 0 | 0
2021 | 0.23682 | 0.22587 | 0.60216 | 0.30565 | 0.077978 | 0.077251 | 0.111 | 0.17053 | 0.10809 | 0.099762 | 0.084818 | 0 | 0 | 0 | 0 | 0 | 0
2022 | 0.3001 | 0.18024 | 0.70361 | 0.3688 | 0.10269 | 0.076781 | 0.091844 | 0.18396 | 0.10439 | 0.063944 | 0.092887 | 0 | 0 | 0 | 0 | 0 | 0
2023 | 0.34772 | 0.14486 | 0.74679 | 0.41276 | 0.14376 | 0.092722 | 0.078442 | 0.20708 | 0.11137 | 0.040309 | 0.10536 | 0 | 0.002 | 0 | 0.00025 | 0 | 0.001
2024 | 0.40663 | 0.11168 | 0.78251 | 0.47068 | 0.22289 | 0.11692 | 0.070924 | 0.23466 | 0.12534 | 0.026516 | 0.12326 | 0.025 | 0.032 | 0.044 | 0.04175 | 0.05 | 0.048
2025 | 0.49648 | 0.096119 | 0.80757 | 0.53732 | 0.30792 | 0.15006 | 0.066786 | 0.2545 | 0.1425 | 0.021159 | 0.1443 | 0.117 | 0.103 | 0.146 | 0.13825 | 0.181 | 0.109
2026 | 0.58573 | 0.10787 | 0.77514 | 0.58238 | 0.38626 | 0.24294 | 0.069623 | 0.33235 | 0.20315 | 0.050918 | 0.18638 | 0.195 | 0.199 | 0.284 | 0.252 | 0.362 | 0.167
2027 | 0.67559 | 0.13283 | 0.68021 | 0.61191 | 0.47993 | 0.34357 | 0.073602 | 0.4262 | 0.28817 | 0.13192 | 0.25097 | 0.259 | 0.283 | 0.39 | 0.33375 | 0.484 | 0.202
2028 | 0.73447 | 0.16049 | 0.51783 | 0.6061 | 0.56598 | 0.46507 | 0.078595 | 0.48418 | 0.38005 | 0.24908 | 0.32188 | 0.299 | 0.314 | 0.455 | 0.3635 | 0.494 | 0.206
2029 | 0.75359 | 0.19682 | 0.47856 | 0.62853 | 0.65345 | 0.57242 | 0.085385 | 0.51096 | 0.4585 | 0.35414 | 0.39647 | 0.313 | 0.322 | 0.464 | 0.3605 | 0.461 | 0.204
2030 | 0.73127 | 0.23024 | 0.63916 | 0.69251 | 0.7071 | 0.64751 | 0.090838 | 0.51228 | 0.50867 | 0.42102 | 0.45386 | 0.288 | 0.3 | 0.426 | 0.33125 | 0.407 | 0.204
2031 | 0.64469 | 0.2512 | 0.69089 | 0.68851 | 0.72995 | 0.67292 | 0.09195 | 0.49052 | 0.53177 | 0.48192 | 0.48171 | 0.224 | 0.25 | 0.361 | 0.26725 | 0.306 | 0.178
2032 | 0.47297 | 0.26565 | 0.67297 | 0.61825 | 0.70881 | 0.6375 | 0.088276 | 0.45065 | 0.52774 | 0.55061 | 0.4722 | 0.152 | 0.178 | 0.283 | 0.207 | 0.258 | 0.135
2033 | 0.3802 | 0.29526 | 0.68854 | 0.56687 | 0.63188 | 0.54506 | 0.076484 | 0.41473 | 0.49016 | 0.58185 | 0.41899 | 0.091 | 0.098 | 0.193 | 0.135 | 0.174 | 0.082
2034 | 0.44887 | 0.3402 | 0.67053 | 0.53393 | 0.48239 | 0.425 | 0.056288 | 0.37006 | 0.40363 | 0.48118 | 0.3383 | 0.044 | 0.031 | 0.104 | 0.0615 | 0.068 | 0.03
2035 | 0.5951 | 0.38878 | 0.6766 | 0.56461 | 0.42214 | 0.37412 | 0.055553 | 0.36121 | 0.36197 | 0.40601 | 0.30654 | 0.005 | 0 | 0.024 | 0.0085 | 0.004 | 0.001
2036 | 0.69028 | 0.44254 | 0.7258 | 0.6441 | 0.51622 | 0.39215 | 0.069089 | 0.38591 | 0.37801 | 0.39988 | 0.33409 | 0 | 0 | 0 | 0 | 0 | 0
2037 | 0.7204 | 0.48617 | 0.70814 | 0.66775 | 0.57471 | 0.38897 | 0.086462 | 0.39163 | 0.37941 | 0.35315 | 0.38391 | 0 | 0 | 0 | 0 | 0 | 0
2038 | 0.73151 | 0.47393 | 0.64429 | 0.66212 | 0.61056 | 0.39644 | 0.10905 | 0.37501 | 0.38674 | 0.37496 | 0.40053 | 0 | 0 | 0 | 0 | 0 | 0
2039 | 0.73005 | 0.40763 | 0.60352 | 0.65856 | 0.64212 | 0.40465 | 0.12912 | 0.36094 | 0.37377 | 0.3136 | 0.4159 | 0 | 0 | 0 | 0 | 0 | 0
2040 | 0.73872 | 0.33359 | 0.58441 | 0.67174 | 0.69209 | 0.43185 | 0.13259 | 0.34843 | 0.36553 | 0.26265 | 0.41918 | 0 | 0 | 0 | 0 | 0 | 0
2041 | 0.73904 | 0.28005 | 0.54368 | 0.67992 | 0.75706 | 0.46244 | 0.14361 | 0.33104 | 0.38529 | 0.26503 | 0.48266 | 0 | 0 | 0 | 0 | 0 | 0
2042 | 0.74202 | 0.21938 | 0.44344 | 0.65609 | 0.78283 | 0.47325 | 0.15724 | 0.3049 | 0.38622 | 0.25354 | 0.51318 | 0 | 0 | 0 | 0 | 0 | 0
2043 | 0.73031 | 0.16751 | 0.27641 | 0.60122 | 0.79693 | 0.44711 | 0.16325 | 0.28839 | 0.37777 | 0.23859 | 0.53701 | 0 | 0 | 0 | 0 | 0 | 0
2044 | 0.71166 | 0.12738 | 0.22786 | 0.5777 | 0.79359 | 0.4499 | 0.16595 | 0.28508 | 0.3722 | 0.22908 | 0.52477 | 0 | 0 | 0 | 0 | 0 | 0
2045 | 0.67173 | 0.10241 | 0.17806 | 0.54316 | 0.7797 | 0.43293 | 0.16737 | 0.26949 | 0.36173 | 0.24299 | 0.50153 | 0 | 0 | 0 | 0 | 0 | 0
2046 | 0.6388 | 0.07981 | 0.096574 | 0.50467 | 0.77863 | 0.39778 | 0.16947 | 0.24422 | 0.34353 | 0.24359 | 0.48853 | 0 | 0 | 0 | 0 | 0 | 0
2047 | 0.60501 | 0.069701 | 0.061566 | 0.48237 | 0.78055 | 0.36002 | 0.16645 | 0.22764 | 0.33078 | 0.24704 | 0.48842 | 0 | 0.006 | 0.001 | 0.0005 | 0 | 0.001
2048 | 0.54804 | 0.068796 | 0.017407 | 0.4454 | 0.77076 | 0.29702 | 0.14125 | 0.19657 | 0.30304 | 0.2364 | 0.48219 | 0.052 | 0.057 | 0.042 | 0.0495 | 0.047 | 0.057
2049 | 0.45761 | 0.077063 | 0.001011 | 0.39815 | 0.73582 | 0.28903 | 0.17591 | 0.16275 | 0.30237 | 0.27617 | 0.48153 | 0.16 | 0.146 | 0.142 | 0.149 | 0.153 | 0.141
2050 | 0.39927 | 0.091234 | 0.026842 | 0.37579 | 0.70126 | 0.33386 | 0.23117 | 0.18194 | 0.34112 | 0.33603 | 0.51264 | 0.311 | 0.272 | 0.285 | 0.2885 | 0.319 | 0.239
2051 | 0.34576 | 0.10644 | 0.07583 | 0.36395 | 0.67025 | 0.35289 | 0.26038 | 0.2 | 0.36491 | 0.38895 | 0.51779 | 0.451 | 0.372 | 0.419 | 0.44275 | 0.499 | 0.402
2052 | 0.29991 | 0.11066 | 0.15201 | 0.36689 | 0.64876 | 0.36397 | 0.28031 | 0.21417 | 0.38255 | 0.44534 | 0.50672 | 0.55 | 0.447 | 0.526 | 0.5575 | 0.601 | 0.553
2053 | 0.23238 | 0.12169 | 0.26883 | 0.36276 | 0.58707 | 0.35366 | 0.30024 | 0.22116 | 0.38522 | 0.48121 | 0.48485 | 0.576 | 0.477 | 0.595 | 0.6045 | 0.653 | 0.594
2054 | 0.22756 | 0.16051 | 0.31167 | 0.3654 | 0.55697 | 0.32329 | 0.32043 | 0.2294 | 0.37406 | 0.47565 | 0.46792 | 0.595 | 0.446 | 0.573 | 0.599 | 0.662 | 0.566
2055 | 0.21358 | 0.22761 | 0.33063 | 0.35836 | 0.53086 | 0.3213 | 0.33562 | 0.24269 | 0.37189 | 0.45503 | 0.46855 | 0.584 | 0.373 | 0.488 | 0.54425 | 0.613 | 0.492
2056 | 0.17363 | 0.26363 | 0.3584 | 0.3418 | 0.49336 | 0.31383 | 0.34409 | 0.25549 | 0.36666 | 0.45541 | 0.44191 | 0.522 | 0.269 | 0.373 | 0.457 | 0.566 | 0.367
2057 | 0.094194 | 0.23972 | 0.40992 | 0.29578 | 0.38322 | 0.27121 | 0.3216 | 0.25089 | 0.33294 | 0.44992 | 0.35976 | 0.386 | 0.155 | 0.248 | 0.3245 | 0.43 | 0.234
2058 | 0.045706 | 0.18639 | 0.45661 | 0.24946 | 0.24608 | 0.17773 | 0.24303 | 0.21984 | 0.23745 | 0.32417 | 0.22806 | 0.204 | 0.051 | 0.124 | 0.1625 | 0.211 | 0.111
2059 | 0.041691 | 0.14644 | 0.43321 | 0.20893 | 0.1519 | 0.11845 | 0.2241 | 0.20515 | 0.17605 | 0.23715 | 0.14343 | 0.042 | 0.001 | 0.023 | 0.028 | 0.033 | 0.014
2060 | 0.081841 | 0.12199 | 0.48002 | 0.22756 | 0.12081 | 0.079129 | 0.23296 | 0.20909 | 0.15099 | 0.19917 | 0.11659 | 0 | 0 | 0 | 0 | 0 | 0
2061 | 0.13103 | 0.12289 | 0.5747 | 0.26914 | 0.1017 | 0.047458 | 0.22877 | 0.20373 | 0.12321 | 0.13723 | 0.10441 | 0 | 0 | 0 | 0 | 0 | 0
2062 | 0.18001 | 0.13317 | 0.61558 | 0.29049 | 0.075878 | 0.030482 | 0.21439 | 0.19259 | 0.10003 | 0.091651 | 0.085394 | 0 | 0 | 0 | 0 | 0 | 0
2063 | 0.20522 | 0.13722 | 0.60487 | 0.29146 | 0.064307 | 0.037387 | 0.20242 | 0.18184 | 0.084046 | 0.042628 | 0.074326 | 0 | 0 | 0 | 0 | 0 | 0
2064 | 0.19473 | 0.12798 | 0.63658 | 0.30253 | 0.076278 | 0.054638 | 0.19142 | 0.17696 | 0.082652 | 0.022745 | 0.076267 | 0 | 0 | 0 | 0 | 0 | 0
2065 | 0.17823 | 0.127 | 0.66191 | 0.31071 | 0.091992 | 0.080607 | 0.16655 | 0.18281 | 0.093181 | 0.019774 | 0.089529 | 0 | 0 | 0 | 0 | 0 | 0
2066 | 0.17462 | 0.11883 | 0.64301 | 0.31153 | 0.11696 | 0.11363 | 0.14113 | 0.19108 | 0.10729 | 0.018912 | 0.10553 | 0 | 0 | 0 | 0 | 0 | 0
2067 | 0.17452 | 0.10213 | 0.60487 | 0.3096 | 0.14941 | 0.15902 | 0.1235 | 0.19862 | 0.12543 | 0.019621 | 0.12447 | 0 | 0 | 0 | 0 | 0 | 0
2068 | 0.16546 | 0.088235 | 0.58716 | 0.31352 | 0.18794 | 0.21263 | 0.10957 | 0.21103 | 0.15117 | 0.04248 | 0.13855 | 0 | 0 | 0 | 0 | 0 | 0
2069 | 0.16875 | 0.067521 | 0.57887 | 0.32392 | 0.22415 | 0.26372 | 0.088127 | 0.22705 | 0.1801 | 0.080073 | 0.14956 | 0 | 0 | 0 | 0 | 0 | 0
2070 | 0.20088 | 0.045786 | 0.58026 | 0.34512 | 0.25422 | 0.30265 | 0.06983 | 0.24595 | 0.21054 | 0.13349 | 0.16008 | 0 | 0 | 0 | 0 | 0 | 0
2071 | 0.26306 | 0.036563 | 0.63916 | 0.39321 | 0.27741 | 0.31235 | 0.054052 | 0.26155 | 0.23462 | 0.18909 | 0.17549 | 0.002 | 0.013 | 0.003 | 0.002 | 0.001 | 0.002
2072 | 0.35113 | 0.055769 | 0.61824 | 0.42132 | 0.29459 | 0.28281 | 0.038017 | 0.26627 | 0.22255 | 0.16179 | 0.17935 | 0.04 | 0.091 | 0.049 | 0.05525 | 0.059 | 0.073
2073 | 0.41137 | 0.11978 | 0.6089 | 0.44639 | 0.31889 | 0.30683 | 0.032064 | 0.27121 | 0.22904 | 0.15232 | 0.1858 | 0.075 | 0.22 | 0.119 | 0.139 | 0.144 | 0.218
2074 | 0.43716 | 0.22272 | 0.58026 | 0.463 | 0.37157 | 0.34818 | 0.046308 | 0.29571 | 0.27922 | 0.2435 | 0.22949 | 0.09 | 0.39 | 0.189 | 0.19375 | 0.204 | 0.292
2075 | 0.4721 | 0.32584 | 0.63528 | 0.5315 | 0.48712 | 0.44565 | 0.072539 | 0.34743 | 0.36543 | 0.33728 | 0.33138 | 0.099 | 0.515 | 0.245 | 0.19775 | 0.194 | 0.253
2076 | 0.52841 | 0.43908 | 0.75784 | 0.64075 | 0.636 | 0.52053 | 0.10613 | 0.39974 | 0.44736 | 0.42174 | 0.44742 | 0.112 | 0.599 | 0.289 | 0.20025 | 0.211 | 0.189
2077 | 0.64591 | 0.5464 | 0.86192 | 0.73192 | 0.68794 | 0.52913 | 0.13809 | 0.44292 | 0.48712 | 0.46744 | 0.50898 | 0.112 | 0.604 | 0.31 | 0.1925 | 0.205 | 0.143
2078 | 0.71802 | 0.61064 | 0.90692 | 0.77105 | 0.68821 | 0.53444 | 0.1658 | 0.48756 | 0.51201 | 0.4901 | 0.53594 | 0.131 | 0.551 | 0.304 | 0.17275 | 0.156 | 0.1
2079 | 0.78305 | 0.63579 | 0.91703 | 0.79639 | 0.6891 | 0.53791 | 0.18541 | 0.5254 | 0.5209 | 0.487 | 0.53328 | 0.155 | 0.447 | 0.277 | 0.15425 | 0.11 | 0.075
2080 | 0.84101 | 0.68263 | 0.91167 | 0.80241 | 0.65454 | 0.54926 | 0.19936 | 0.53613 | 0.51917 | 0.47184 | 0.51947 | 0.155 | 0.302 | 0.233 | 0.13325 | 0.069 | 0.076
2081 | 0.89567 | 0.71394 | 0.93012 | 0.84044 | 0.69552 | 0.58811 | 0.20812 | 0.52924 | 0.52998 | 0.43941 | 0.56315 | 0.145 | 0.159 | 0.164 | 0.1075 | 0.046 | 0.075
2082 | 0.9039 | 0.72228 | 0.88733 | 0.85447 | 0.77216 | 0.6245 | 0.22569 | 0.5125 | 0.53871 | 0.38932 | 0.62854 | 0.07 | 0.049 | 0.079 | 0.05575 | 0.026 | 0.048
2083 | 0.89518 | 0.7483 | 0.83597 | 0.86369 | 0.85992 | 0.66772 | 0.2785 | 0.54031 | 0.59147 | 0.44573 | 0.71212 | 0.01 | 0 | 0.016 | 0.008 | 0.002 | 0.004
2084 | 0.8664 | 0.78006 | 0.85305 | 0.86142 | 0.86482 | 0.70311 | 0.33749 | 0.58669 | 0.64122 | 0.53858 | 0.7365 | 0 | 0 | 0 | 0 | 0 | 0
2085 | 0.85181 | 0.79851 | 0.86974 | 0.85673 | 0.84863 | 0.72349 | 0.37622 | 0.60349 | 0.66306 | 0.60515 | 0.7201 | 0 | 0 | 0 | 0 | 0 | 0
2086 | 0.85728 | 0.79735 | 0.84976 | 0.8475 | 0.83545 | 0.74588 | 0.41133 | 0.61853 | 0.69261 | 0.6883 | 0.71773 | 0 | 0 | 0 | 0 | 0 | 0
2087 | 0.81759 | 0.77735 | 0.84506 | 0.82923 | 0.82506 | 0.74223 | 0.42635 | 0.62756 | 0.70752 | 0.75385 | 0.70642 | 0 | 0 | 0 | 0 | 0 | 0
2088 | 0.83759 | 0.78358 | 0.83015 | 0.82548 | 0.8087 | 0.73394 | 0.44368 | 0.63012 | 0.70062 | 0.75163 | 0.68678 | 0 | 0 | 0 | 0 | 0 | 0
2089 | 0.84995 | 0.7677 | 0.79579 | 0.82748 | 0.83669 | 0.7385 | 0.47147 | 0.62892 | 0.69157 | 0.70304 | 0.69584 | 0 | 0 | 0 | 0 | 0 | 0
2090 | 0.82417 | 0.71191 | 0.83089 | 0.81717 | 0.79645 | 0.73906 | 0.47943 | 0.60553 | 0.68093 | 0.70447 | 0.67468 | 0 | 0 | 0 | 0 | 0 | 0
2091 | 0.82021 | 0.62651 | 0.79836 | 0.80165 | 0.78638 | 0.74333 | 0.49384 | 0.59615 | 0.67912 | 0.72246 | 0.65455 | 0 | 0 | 0 | 0 | 0 | 0
2092 | 0.78126 | 0.50502 | 0.81163 | 0.78255 | 0.75475 | 0.73197 | 0.52613 | 0.58423 | 0.66496 | 0.71698 | 0.62664 | 0 | 0 | 0 | 0 | 0 | 0
2093 | 0.80146 | 0.4634 | 0.78342 | 0.77025 | 0.72588 | 0.71839 | 0.53213 | 0.56575 | 0.64966 | 0.71763 | 0.59688 | 0 | 0 | 0 | 0 | 0 | 0
2094 | 0.81607 | 0.48595 | 0.79579 | 0.80437 | 0.80125 | 0.70044 | 0.52193 | 0.58351 | 0.65446 | 0.72707 | 0.60684 | 0 | 0 | 0 | 0 | 0 | 0
2095 | 0.84544 | 0.5175 | 0.80674 | 0.82701 | 0.82886 | 0.69669 | 0.51195 | 0.60026 | 0.65717 | 0.70509 | 0.62664 | 0 | 0.006 | 0.001 | 0.0005 | 0 | 0.001
2096 | 0.82658 | 0.54358 | 0.86618 | 0.83193 | 0.80304 | 0.71759 | 0.49839 | 0.62343 | 0.66637 | 0.67922 | 0.64526 | 0.005 | 0.048 | 0.024 | 0.0145 | 0.018 | 0.011
2097 | 0.81551 | 0.57405 | 0.86558 | 0.82693 | 0.79969 | 0.7374 | 0.52279 | 0.65514 | 0.69412 | 0.72672 | 0.65721 | 0.024 | 0.103 | 0.077 | 0.0395 | 0.041 | 0.016
2098 | 0.81273 | 0.61112 | 0.8374 | 0.81202 | 0.78592 | 0.74796 | 0.57933 | 0.72132 | 0.73303 | 0.79825 | 0.66459 | 0.06 | 0.177 | 0.138 | 0.07925 | 0.066 | 0.053
2099 | 0.74593 | 0.64727 | 0.92907 | 0.83095 | 0.81786 | 0.75859 | 0.60543 | 0.79081 | 0.76378 | 0.82389 | 0.68181 | 0.078 | 0.228 | 0.205 | 0.11625 | 0.088 | 0.094
2100 | 0.81895 | 0.60219 | 0.95851 | 0.84915 | 0.76998 | 0.78757 | 0.59452 | 0.83298 | 0.77464 | 0.83935 | 0.63866 | 0.071 | 0.236 | 0.248 | 0.1285 | 0.085 | 0.11
2101 | 0.94315 | 0.52295 | 0.96807 | 0.85664 | 0.6587 | 0.86839 | 0.56836 | 0.85837 | 0.80393 | 0.87274 | 0.61623 | 0.092 | 0.208 | 0.259 | 0.134 | 0.069 | 0.116
2102 | 0.9724 | 0.44921 | 0.98278 | 0.85386 | 0.60641 | 0.92325 | 0.54208 | 0.86885 | 0.82551 | 0.92392 | 0.58603 | 0.114 | 0.164 | 0.242 | 0.1325 | 0.081 | 0.093
2103 | 0.98 | 0.37918 | 0.98685 | 0.91636 | 0.78224 | 0.94527 | 0.50056 | 0.87243 | 0.85532 | 0.94323 | 0.66034 | 0.111 | 0.11 | 0.221 | 0.1225 | 0.078 | 0.08
2104 | 0.97951 | 0.29914 | 0.98268 | 0.96724 | 0.93954 | 0.95764 | 0.46232 | 0.86617 | 0.87474 | 0.94704 | 0.72809 | 0.09 | 0.071 | 0.164 | 0.112 | 0.114 | 0.08
2105 | 0.97698 | 0.18304 | 0.95426 | 0.96933 | 0.97674 | 0.96031 | 0.46947 | 0.85457 | 0.87878 | 0.95481 | 0.74544 | 0.038 | 0.04 | 0.093 | 0.062 | 0.052 | 0.065
2106 | 0.95901 | 0.12175 | 0.95045 | 0.94437 | 0.92364 | 0.96119 | 0.53144 | 0.85103 | 0.87604 | 0.96263 | 0.72933 | 0.02 | 0.014 | 0.039 | 0.02325 | 0.011 | 0.023
2107 | 0.90193 | 0.13942 | 0.96505 | 0.88552 | 0.78959 | 0.95577 | 0.60417 | 0.85373 | 0.8612 | 0.96579 | 0.66949 | 0.003 | 0 | 0.006 | 0.0025 | 0 | 0.001
2108 | 0.82781 | 0.25652 | 0.97217 | 0.81997 | 0.65994 | 0.92802 | 0.66129 | 0.85857 | 0.8323 | 0.96574 | 0.57688 | 0 | 0 | 0 | 0 | 0 | 0
2109 | 0.77105 | 0.41036 | 0.97001 | 0.80112 | 0.6623 | 0.87988 | 0.70127 | 0.85518 | 0.80906 | 0.96438 | 0.5368 | 0 | 0 | 0 | 0 | 0 | 0
2110 | 0.79705 | 0.52712 | 0.96222 | 0.84407 | 0.77295 | 0.82093 | 0.72301 | 0.84492 | 0.79518 | 0.96017 | 0.55471 | 0 | 0 | 0 | 0 | 0 | 0
2111 | 0.83327 | 0.62512 | 0.95666 | 0.88343 | 0.86035 | 0.78167 | 0.74439 | 0.83043 | 0.79697 | 0.93956 | 0.63624 | 0 | 0 | 0 | 0 | 0 | 0
2112 | 0.83824 | 0.65956 | 0.95783 | 0.89954 | 0.90256 | 0.75504 | 0.76747 | 0.8084 | 0.79411 | 0.91448 | 0.69851 | 0 | 0 | 0 | 0 | 0 | 0
2113 | 0.82041 | 0.64241 | 0.96486 | 0.90194 | 0.92055 | 0.72603 | 0.78501 | 0.77926 | 0.77801 | 0.87754 | 0.72921 | 0 | 0 | 0 | 0 | 0 | 0
2114 | 0.80328 | 0.67247 | 0.97201 | 0.90028 | 0.92555 | 0.67553 | 0.77453 | 0.75118 | 0.74747 | 0.81713 | 0.74604 | 0 | 0 | 0 | 0 | 0 | 0
2115 | 0.77638 | 0.76265 | 0.97419 | 0.89128 | 0.92326 | 0.61784 | 0.75819 | 0.72697 | 0.71711 | 0.76465 | 0.75899 | 0 | 0 | 0 | 0 | 0 | 0
2116 | 0.74466 | 0.81395 | 0.97184 | 0.87911 | 0.92084 | 0.54559 | 0.74672 | 0.69124 | 0.66888 | 0.68353 | 0.75515 | 0 | 0 | 0 | 0 | 0 | 0
2117 | 0.77012 | 0.84711 | 0.94694 | 0.88186 | 0.92851 | 0.53897 | 0.73295 | 0.6616 | 0.65231 | 0.64591 | 0.76276 | 0 | 0 | 0 | 0 | 0 | 0
2118 | 0.83079 | 0.88888 | 0.92584 | 0.89671 | 0.9335 | 0.55013 | 0.734 | 0.63893 | 0.66211 | 0.67459 | 0.7848 | 0 | 0 | 0 | 0 | 0 | 0
2119 | 0.83955 | 0.92821 | 0.89631 | 0.88777 | 0.92744 | 0.53672 | 0.74508 | 0.62303 | 0.66063 | 0.69577 | 0.787 | 0.001 | 0.012 | 0.001 | 0.00275 | 0.001 | 0.008
2120 | 0.85159 | 0.95059 | 0.84709 | 0.8765 | 0.93082 | 0.52406 | 0.76862 | 0.58469 | 0.64774 | 0.68726 | 0.79497 | 0.056 | 0.078 | 0.041 | 0.06675 | 0.048 | 0.122
2121 | 0.85377 | 0.95949 | 0.82263 | 0.87101 | 0.93663 | 0.65852 | 0.81887 | 0.61761 | 0.71666 | 0.76419 | 0.82631 | 0.177 | 0.191 | 0.129 | 0.18575 | 0.161 | 0.276
2122 | 0.8442 | 0.96012 | 0.76758 | 0.84861 | 0.93404 | 0.77555 | 0.86172 | 0.65059 | 0.77466 | 0.82357 | 0.84892 | 0.339 | 0.3 | 0.228 | 0.3335 | 0.348 | 0.419
2123 | 0.77929 | 0.95853 | 0.77701 | 0.82468 | 0.91775 | 0.78066 | 0.88513 | 0.64003 | 0.77992 | 0.86032 | 0.83865 | 0.38 | 0.37 | 0.309 | 0.4045 | 0.403 | 0.526
2124 | 0.66441 | 0.95944 | 0.75685 | 0.77205 | 0.89489 | 0.73533 | 0.89359 | 0.60539 | 0.75218 | 0.85755 | 0.81045 | 0.412 | 0.403 | 0.371 | 0.4405 | 0.375 | 0.604
2125 | 0.54648 | 0.95722 | 0.78879 | 0.73123 | 0.85842 | 0.66898 | 0.8947 | 0.59832 | 0.71991 | 0.84333 | 0.76902 | 0.474 | 0.413 | 0.39 | 0.47375 | 0.425 | 0.606
2126 | 0.47627 | 0.94915 | 0.83881 | 0.70995 | 0.81478 | 0.61213 | 0.8898 | 0.61277 | 0.69077 | 0.81684 | 0.72136 | 0.418 | 0.391 | 0.37 | 0.4405 | 0.409 | 0.565
2127 | 0.41878 | 0.94647 | 0.87091 | 0.68917 | 0.77782 | 0.57081 | 0.88297 | 0.61683 | 0.66844 | 0.79524 | 0.69086 | 0.355 | 0.344 | 0.316 | 0.38375 | 0.384 | 0.48
2128 | 0.35689 | 0.94244 | 0.87032 | 0.64086 | 0.69536 | 0.51244 | 0.87206 | 0.6026 | 0.62496 | 0.74761 | 0.63718 | 0.28 | 0.27 | 0.244 | 0.295 | 0.277 | 0.379
2129 | 0.28727 | 0.92307 | 0.86376 | 0.57136 | 0.56305 | 0.42544 | 0.84501 | 0.55766 | 0.54688 | 0.65864 | 0.54578 | 0.213 | 0.176 | 0.166 | 0.20125 | 0.192 | 0.234
2130 | 0.23728 | 0.88566 | 0.86315 | 0.50888 | 0.42622 | 0.30226 | 0.78486 | 0.47986 | 0.42063 | 0.47595 | 0.42446 | 0.136 | 0.072 | 0.083 | 0.11425 | 0.107 | 0.131
2131 | 0.34124 | 0.81705 | 0.84641 | 0.50536 | 0.32843 | 0.25619 | 0.69328 | 0.43743 | 0.33242 | 0.33181 | 0.30427 | 0.038 | 0.005 | 0.017 | 0.02775 | 0.036 | 0.02
2132 | 0.53443 | 0.75397 | 0.86498 | 0.58567 | 0.35761 | 0.35341 | 0.59954 | 0.45228 | 0.34301 | 0.26647 | 0.29988 | 0 | 0 | 0 | 0 | 0 | 0
2133 | 0.70939 | 0.66627 | 0.88887 | 0.6815 | 0.44623 | 0.41621 | 0.50503 | 0.49246 | 0.40019 | 0.36582 | 0.32629 | 0 | 0 | 0 | 0 | 0 | 0
2134 | 0.81053 | 0.62469 | 0.91167 | 0.79571 | 0.66492 | 0.44534 | 0.41213 | 0.59053 | 0.475 | 0.44942 | 0.41472 | 0 | 0 | 0 | 0 | 0 | 0
2135 | 0.8892 | 0.67623 | 0.93046 | 0.85834 | 0.75537 | 0.5642 | 0.36074 | 0.6916 | 0.55296 | 0.44663 | 0.50941 | 0 | 0 | 0 | 0 | 0 | 0
2136 | 0.96078 | 0.76196 | 0.95401 | 0.91371 | 0.82635 | 0.73048 | 0.34378 | 0.77725 | 0.65406 | 0.48448 | 0.62405 | 0 | 0 | 0 | 0 | 0 | 0
2137 | 0.97326 | 0.79096 | 0.95806 | 0.93848 | 0.88411 | 0.89854 | 0.35277 | 0.83574 | 0.82566 | 0.85222 | 0.71615 | 0 | 0 | 0 | 0 | 0 | 0
2138 | 0.97642 | 0.8023 | 0.96222 | 0.95388 | 0.92299 | 0.94179 | 0.38222 | 0.85918 | 0.89372 | 0.95353 | 0.82039 | 0 | 0 | 0 | 0 | 0 | 0
2139 | 0.97733 | 0.86508 | 0.97135 | 0.96473 | 0.94552 | 0.96165 | 0.42932 | 0.86388 | 0.91699 | 0.96348 | 0.87896 | 0 | 0 | 0 | 0 | 0 | 0
2140 | 0.97919 | 0.88746 | 0.97621 | 0.97143 | 0.95887 | 0.96432 | 0.51017 | 0.86661 | 0.92689 | 0.96764 | 0.90901 | 0 | 0 | 0 | 0 | 0 | 0
2141 | 0.97882 | 0.87995 | 0.98041 | 0.97451 | 0.96431 | 0.96247 | 0.58358 | 0.87028 | 0.93396 | 0.96768 | 0.93542 | 0 | 0 | 0 | 0 | 0 | 0
2142 | 0.97651 | 0.89011 | 0.98098 | 0.97602 | 0.97058 | 0.96212 | 0.66123 | 0.87188 | 0.9358 | 0.96675 | 0.94247 | 0 | 0 | 0 | 0 | 0 | 0
2143 | 0.97959 | 0.9242 | 0.98268 | 0.98092 | 0.9805 | 0.9611 | 0.71379 | 0.8764 | 0.93672 | 0.96726 | 0.94212 | 0 | 0.004 | 0.002 | 0.00075 | 0 | 0.001
2144 | 0.97967 | 0.94705 | 0.98365 | 0.9828 | 0.98508 | 0.95919 | 0.79451 | 0.88282 | 0.93939 | 0.9676 | 0.94794 | 0.02 | 0.036 | 0.047 | 0.04175 | 0.013 | 0.087
2145 | 0.97868 | 0.95061 | 0.98247 | 0.98246 | 0.98622 | 0.95883 | 0.84172 | 0.89083 | 0.94424 | 0.96806 | 0.95922 | 0.115 | 0.09 | 0.124 | 0.128 | 0.055 | 0.218
2146 | 0.98051 | 0.94587 | 0.97934 | 0.98086 | 0.98273 | 0.96109 | 0.86615 | 0.89952 | 0.94976 | 0.96841 | 0.97 | 0.19 | 0.142 | 0.207 | 0.18675 | 0.075 | 0.275
2147 | 0.98079 | 0.92948 | 0.9786 | 0.97963 | 0.9795 | 0.96731 | 0.89093 | 0.90783 | 0.95436 | 0.96796 | 0.97434 | 0.327 | 0.19 | 0.28 | 0.278 | 0.15 | 0.355
2148 | 0.97087 | 0.88593 | 0.97102 | 0.97447 | 0.98153 | 0.96823 | 0.92239 | 0.90668 | 0.953 | 0.96648 | 0.97062 | 0.471 | 0.255 | 0.357 | 0.42325 | 0.353 | 0.512
2149 | 0.94169 | 0.84064 | 0.94526 | 0.95659 | 0.98282 | 0.95757 | 0.93929 | 0.89368 | 0.94488 | 0.96708 | 0.96117 | 0.513 | 0.311 | 0.428 | 0.50575 | 0.499 | 0.583
2150 | 0.90548 | 0.84395 | 0.90104 | 0.92886 | 0.98006 | 0.93624 | 0.94398 | 0.87215 | 0.93162 | 0.96825 | 0.94985 | 0.497 | 0.342 | 0.468 | 0.51075 | 0.506 | 0.572
2151 | 0.87897 | 0.86552 | 0.84976 | 0.89906 | 0.96846 | 0.90964 | 0.94626 | 0.85189 | 0.91474 | 0.9626 | 0.93483 | 0.429 | 0.309 | 0.468 | 0.46375 | 0.426 | 0.532
2152 | 0.89255 | 0.88625 | 0.8524 | 0.90256 | 0.96274 | 0.88411 | 0.94621 | 0.84029 | 0.89289 | 0.92818 | 0.91898 | 0.349 | 0.237 | 0.42 | 0.3685 | 0.304 | 0.401
2153 | 0.92899 | 0.88763 | 0.86797 | 0.92335 | 0.9731 | 0.86727 | 0.94689 | 0.82908 | 0.86879 | 0.86104 | 0.91776 | 0.255 | 0.149 | 0.309 | 0.2505 | 0.201 | 0.237
2154 | 0.90511 | 0.88443 | 0.85755 | 0.91362 | 0.97821 | 0.83361 | 0.93709 | 0.79561 | 0.82919 | 0.77849 | 0.90904 | 0.121 | 0.06 | 0.169 | 0.1255 | 0.113 | 0.099
2155 | 0.90031 | 0.90748 | 0.82263 | 0.89918 | 0.97459 | 0.80058 | 0.91509 | 0.75579 | 0.81099 | 0.80006 | 0.88752 | 0.022 | 0.003 | 0.037 | 0.023 | 0.019 | 0.014
2156 | 0.93874 | 0.92196 | 0.82567 | 0.91153 | 0.97018 | 0.7833 | 0.89103 | 0.74762 | 0.81061 | 0.83855 | 0.87299 | 0 | 0 | 0 | 0 | 0 | 0
2157 | 0.95519 | 0.91453 | 0.81563 | 0.91275 | 0.96745 | 0.78761 | 0.86712 | 0.74229 | 0.81143 | 0.83625 | 0.87956 | 0 | 0 | 0 | 0 | 0 | 0
2158 | 0.90988 | 0.90218 | 0.77608 | 0.8832 | 0.96364 | 0.80246 | 0.83757 | 0.72526 | 0.80601 | 0.82593 | 0.8704 | 0 | 0 | 0 | 0 | 0 | 0
2159 | 0.91413 | 0.88348 | 0.75286 | 0.87576 | 0.96028 | 0.78465 | 0.81244 | 0.7098 | 0.79928 | 0.8474 | 0.85529 | 0 | 0 | 0 | 0 | 0 | 0
2160 | 0.94831 | 0.86109 | 0.76372 | 0.88877 | 0.9543 | 0.76701 | 0.78992 | 0.70157 | 0.79475 | 0.85788 | 0.85254 | 0 | 0 | 0 | 0 | 0 | 0
2161 | 0.96409 | 0.84292 | 0.75586 | 0.89031 | 0.95098 | 0.78285 | 0.76225 | 0.69149 | 0.78695 | 0.81848 | 0.85498 | 0 | 0 | 0 | 0 | 0 | 0
2162 | 0.95654 | 0.83541 | 0.72688 | 0.87492 | 0.94133 | 0.80946 | 0.74025 | 0.67435 | 0.77709 | 0.77835 | 0.84619 | 0 | 0 | 0 | 0 | 0 | 0
2163 | 0.94601 | 0.82681 | 0.68021 | 0.85336 | 0.93386 | 0.81351 | 0.72047 | 0.65179 | 0.77254 | 0.7953 | 0.82956 | 0 | 0 | 0 | 0 | 0 | 0
2164 | 0.93524 | 0.83202 | 0.69089 | 0.85258 | 0.93162 | 0.79821 | 0.70335 | 0.63277 | 0.76985 | 0.83327 | 0.81514 | 0 | 0 | 0 | 0 | 0 | 0
2165 | 0.92523 | 0.86809 | 0.70927 | 0.85353 | 0.9261 | 0.76922 | 0.6894 | 0.60937 | 0.75254 | 0.82974 | 0.80184 | 0 | 0 | 0 | 0 | 0 | 0
2166 | 0.91137 | 0.90401 | 0.6766 | 0.83505 | 0.91716 | 0.73816 | 0.68864 | 0.56779 | 0.72365 | 0.80078 | 0.78788 | 0 | 0 | 0 | 0 | 0 | 0
2167 | 0.89423 | 0.92321 | 0.58716 | 0.79309 | 0.89788 | 0.69991 | 0.69074 | 0.52299 | 0.6878 | 0.76751 | 0.76077 | 0.002 | 0.009 | 0.004 | 0.00325 | 0.001 | 0.006
2168 | 0.87995 | 0.9235 | 0.4844 | 0.74443 | 0.86894 | 0.65212 | 0.69683 | 0.46733 | 0.64092 | 0.72455 | 0.71968 | 0.066 | 0.066 | 0.086 | 0.07525 | 0.068 | 0.081
2169 | 0.8609 | 0.90878 | 0.42591 | 0.71325 | 0.85295 | 0.68366 | 0.7429 | 0.52822 | 0.679 | 0.79393 | 0.71017 | 0.172 | 0.16 | 0.255 | 0.20325 | 0.187 | 0.199
2170 | 0.83064 | 0.87954 | 0.61158 | 0.76277 | 0.8461 | 0.73092 | 0.78777 | 0.59422 | 0.71383 | 0.80907 | 0.72113 | 0.306 | 0.268 | 0.425 | 0.34825 | 0.324 | 0.338
2171 | 0.80496 | 0.85331 | 0.53367 | 0.7307 | 0.85346 | 0.73675 | 0.80358 | 0.56881 | 0.70854 | 0.80039 | 0.72821 | 0.436 | 0.363 | 0.53 | 0.457 | 0.449 | 0.413
2172 | 0.77463 | 0.82498 | 0.47856 | 0.70647 | 0.86621 | 0.73998 | 0.81417 | 0.54505 | 0.70887 | 0.81341 | 0.73705 | 0.515 | 0.412 | 0.592 | 0.51725 | 0.543 | 0.419
2173 | 0.73203 | 0.8001 | 0.46686 | 0.68989 | 0.87077 | 0.73798 | 0.82413 | 0.54431 | 0.71471 | 0.8342 | 0.74234 | 0.528 | 0.4 | 0.619 | 0.515 | 0.5 | 0.413
2174 | 0.67992 | 0.77442 | 0.4771 | 0.67266 | 0.86097 | 0.73406 | 0.82693 | 0.55746 | 0.71975 | 0.84732 | 0.74019 | 0.501 | 0.36 | 0.607 | 0.49525 | 0.463 | 0.41
2175 | 0.6786 | 0.76736 | 0.52072 | 0.67768 | 0.83373 | 0.7293 | 0.81751 | 0.57703 | 0.72164 | 0.84826 | 0.732 | 0.44 | 0.296 | 0.56 | 0.4485 | 0.421 | 0.373
2176 | 0.69014 | 0.77191 | 0.56912 | 0.6823 | 0.78766 | 0.71522 | 0.78511 | 0.59263 | 0.71284 | 0.83585 | 0.70768 | 0.332 | 0.212 | 0.471 | 0.3545 | 0.352 | 0.263
2177 | 0.6841 | 0.7871 | 0.61956 | 0.68225 | 0.74309 | 0.65659 | 0.71212 | 0.58496 | 0.66007 | 0.75348 | 0.64526 | 0.192 | 0.127 | 0.341 | 0.229 | 0.234 | 0.149
2178 | 0.72446 | 0.7943 | 0.64556 | 0.69454 | 0.71359 | 0.5834 | 0.62034 | 0.53699 | 0.57535 | 0.59669 | 0.58434 | 0.076 | 0.052 | 0.187 | 0.10925 | 0.116 | 0.058
2179 | 0.73672 | 0.7882 | 0.61824 | 0.69058 | 0.71677 | 0.56556 | 0.56184 | 0.47523 | 0.52949 | 0.50576 | 0.57141 | 0.013 | 0.003 | 0.047 | 0.02075 | 0.018 | 0.005
2180 | 0.7436 | 0.78353 | 0.67297 | 0.71475 | 0.72768 | 0.57311 | 0.51574 | 0.46847 | 0.51584 | 0.45398 | 0.56779 | 0 | 0 | 0 | 0 | 0 | 0
2181 | 0.76613 | 0.76514 | 0.68854 | 0.73074 | 0.73755 | 0.5697 | 0.47037 | 0.46061 | 0.51163 | 0.44969 | 0.5665 | 0 | 0 | 0 | 0 | 0 | 0
2182 | 0.78841 | 0.73624 | 0.64811 | 0.732 | 0.75949 | 0.57583 | 0.43228 | 0.44447 | 0.51893 | 0.47427 | 0.58113 | 0 | 0 | 0 | 0 | 0 | 0
2183 | 0.79407 | 0.70145 | 0.58164 | 0.71778 | 0.77762 | 0.58734 | 0.39404 | 0.4415 | 0.53272 | 0.50246 | 0.59961 | 0 | 0 | 0 | 0 | 0 | 0
2184 | 0.78737 | 0.67838 | 0.57191 | 0.71209 | 0.777 | 0.59183 | 0.38115 | 0.44946 | 0.55034 | 0.55557 | 0.60451 | 0 | 0 | 0 | 0 | 0 | 0
2185 | 0.75891 | 0.6637 | 0.6089 | 0.7134 | 0.77238 | 0.57754 | 0.38621 | 0.47125 | 0.54381 | 0.54994 | 0.57651 | 0 | 0 | 0 | 0 | 0 | 0
2186 | 0.69532 | 0.63276 | 0.66685 | 0.70153 | 0.74242 | 0.55133 | 0.39694 | 0.49227 | 0.53261 | 0.55521 | 0.53162 | 0 | 0 | 0 | 0 | 0 | 0
2187 | 0.57038 | 0.58237 | 0.71151 | 0.6492 | 0.66572 | 0.5015 | 0.38448 | 0.52211 | 0.50896 | 0.55173 | 0.4605 | 0 | 0 | 0 | 0 | 0 | 0
2188 | 0.44369 | 0.55388 | 0.72363 | 0.59667 | 0.6227 | 0.44109 | 0.37039 | 0.5624 | 0.48615 | 0.53768 | 0.40341 | 0 | 0 | 0 | 0 | 0 | 0
2189 | 0.4646 | 0.55454 | 0.6838 | 0.587 | 0.61262 | 0.40756 | 0.34846 | 0.60852 | 0.48329 | 0.53133 | 0.38574 | 0 | 0 | 0 | 0 | 0 | 0
2190 | 0.52735 | 0.56702 | 0.67418 | 0.61449 | 0.64196 | 0.39792 | 0.3318 | 0.63014 | 0.49233 | 0.53726 | 0.40401 | 0 | 0 | 0 | 0 | 0 | 0
2191 | 0.5984 | 0.60989 | 0.68971 | 0.66405 | 0.70403 | 0.41177 | 0.30394 | 0.62585 | 0.50283 | 0.52159 | 0.45211 | 0 | 0.004 | 0.002 | 0.0015 | 0 | 0.004
2192 | 0.66021 | 0.66219 | 0.67053 | 0.69934 | 0.76727 | 0.43715 | 0.29936 | 0.5964 | 0.51244 | 0.50555 | 0.51063 | 0.021 | 0.031 | 0.046 | 0.037 | 0.009 | 0.072
2193 | 0.65861 | 0.70588 | 0.64556 | 0.69942 | 0.7941 | 0.5109 | 0.36429 | 0.55528 | 0.56479 | 0.5537 | 0.63929 | 0.095 | 0.077 | 0.123 | 0.12025 | 0.036 | 0.227
2194 | 0.58628 | 0.72792 | 0.62747 | 0.65965 | 0.76521 | 0.58514 | 0.4316 | 0.52933 | 0.60838 | 0.67031 | 0.64874 | 0.245 | 0.138 | 0.208 | 0.2335 | 0.11 | 0.371
2195 | 0.48751 | 0.73711 | 0.62484 | 0.61222 | 0.72431 | 0.59892 | 0.49153 | 0.51575 | 0.62453 | 0.76248 | 0.62097 | 0.401 | 0.209 | 0.281 | 0.3625 | 0.286 | 0.482
2196 | 0.39378 | 0.73422 | 0.70132 | 0.59082 | 0.67736 | 0.5549 | 0.54865 | 0.47893 | 0.60856 | 0.8137 | 0.58671 | 0.56 | 0.28 | 0.342 | 0.50575 | 0.548 | 0.573
2197 | 0.31705 | 0.72601 | 0.71151 | 0.55504 | 0.63657 | 0.48908 | 0.59242 | 0.44089 | 0.57079 | 0.80129 | 0.55189 | 0.649 | 0.321 | 0.379 | 0.567 | 0.631 | 0.609
2198 | 0.24644 | 0.72276 | 0.69089 | 0.51342 | 0.60292 | 0.42281 | 0.61566 | 0.39293 | 0.51855 | 0.73672 | 0.52173 | 0.667 | 0.337 | 0.385 | 0.58325 | 0.696 | 0.585
2199 | 0.18457 | 0.70848 | 0.69787 | 0.4855 | 0.57406 | 0.35939 | 0.62723 | 0.3489 | 0.46367 | 0.65111 | 0.49527 | 0.615 | 0.318 | 0.353 | 0.5405 | 0.665 | 0.529
2200 | 0.13054 | 0.67173 | 0.70927 | 0.46398 | 0.55212 | 0.30038 | 0.62104 | 0.30304 | 0.40867 | 0.5616 | 0.46965 | 0.51 | 0.261 | 0.296 | 0.4535 | 0.568 | 0.44
2201 | 0.086728 | 0.613 | 0.68141 | 0.43424 | 0.53459 | 0.24313 | 0.57733 | 0.26153 | 0.35497 | 0.47593 | 0.4393 | 0.354 | 0.183 | 0.213 | 0.315 | 0.382 | 0.311
2202 | 0.050217 | 0.54557 | 0.63399 | 0.39769 | 0.50886 | 0.17879 | 0.50151 | 0.20908 | 0.28298 | 0.3597 | 0.38433 | 0.183 | 0.083 | 0.116 | 0.161 | 0.194 | 0.151
2203 | 0.023009 | 0.49395 | 0.53796 | 0.34271 | 0.46715 | 0.11825 | 0.45785 | 0.16336 | 0.20714 | 0.23608 | 0.31088 | 0.039 | 0.008 | 0.03 | 0.03175 | 0.035 | 0.023
2204 | 0.008291 | 0.4851 | 0.5451 | 0.33193 | 0.4424 | 0.0982 | 0.42493 | 0.14789 | 0.18399 | 0.2046 | 0.28525 | 0 | 0 | 0 | 0 | 0 | 0
2205 | 0.003375 | 0.49036 | 0.50915 | 0.30338 | 0.39761 | 0.077355 | 0.3996 | 0.12751 | 0.16046 | 0.17346 | 0.26354 | 0 | 0 | 0 | 0 | 0 | 0
2206 | 0.004841 | 0.48863 | 0.43467 | 0.25935 | 0.33853 | 0.057605 | 0.36774 | 0.10814 | 0.13648 | 0.13883 | 0.24134 | 0 | 0 | 0 | 0 | 0 | 0
2207 | 0.012928 | 0.47218 | 0.40847 | 0.23307 | 0.2778 | 0.048275 | 0.34275 | 0.10046 | 0.11937 | 0.10954 | 0.21922 | 0 | 0 | 0 | 0 | 0 | 0
2208 | 0.031127 | 0.4518 | 0.38827 | 0.21476 | 0.2249 | 0.045947 | 0.32161 | 0.10264 | 0.10785 | 0.081602 | 0.20121 | 0 | 0 | 0 | 0 | 0 | 0
2209 | 0.05436 | 0.42662 | 0.37539 | 0.20355 | 0.1809 | 0.0473 | 0.29027 | 0.11054 | 0.097963 | 0.054064 | 0.17995 | 0 | 0 | 0 | 0 | 0 | 0
2210 | 0.082151 | 0.39498 | 0.34304 | 0.18911 | 0.14213 | 0.053158 | 0.26433 | 0.11978 | 0.089883 | 0.031577 | 0.15502 | 0 | 0 | 0 | 0 | 0 | 0
2211 | 0.11927 | 0.35967 | 0.35139 | 0.19205 | 0.10548 | 0.06727 | 0.24054 | 0.12954 | 0.085711 | 0.016284 | 0.12975 | 0 | 0 | 0 | 0 | 0 | 0
2212 | 0.15871 | 0.32627 | 0.35 | 0.19651 | 0.080839 | 0.094135 | 0.22315 | 0.14087 | 0.088436 | 0.0063 | 0.11243 | 0 | 0 | 0 | 0 | 0 | 0
2213 | 0.18252 | 0.30644 | 0.37112 | 0.2062 | 0.064959 | 0.1282 | 0.20797 | 0.14999 | 0.095396 | 0.00446 | 0.098932 | 0 | 0 | 0 | 0 | 0 | 0
2214 | 0.20344 | 0.28579 | 0.3697 | 0.20845 | 0.052204 | 0.16581 | 0.19793 | 0.15715 | 0.10608 | 0.01367 | 0.087694 | 0 | 0 | 0 | 0 | 0 | 0
2215 | 0.21666 | 0.24918 | 0.3854 | 0.21532 | 0.043916 | 0.19465 | 0.18158 | 0.16211 | 0.11753 | 0.037173 | 0.076165 | 0.005 | 0.031 | 0.004 | 0.0035 | 0 | 0.005
2216 | 0.2027 | 0.20535 | 0.41282 | 0.21951 | 0.043018 | 0.14649 | 0.16584 | 0.14749 | 0.098977 | 0.045108 | 0.056823 | 0.07 | 0.136 | 0.051 | 0.063 | 0.075 | 0.056
2217 | 0.18507 | 0.16029 | 0.39546 | 0.20935 | 0.047527 | 0.088947 | 0.2178 | 0.1306 | 0.07802 | 0.052525 | 0.040004 | 0.15 | 0.281 | 0.134 | 0.15775 | 0.216 | 0.131
2218 | 0.22055 | 0.1274 | 0.53939 | 0.27258 | 0.057788 | 0.11667 | 0.2142 | 0.13749 | 0.09004 | 0.063705 | 0.042293 | 0.205 | 0.435 | 0.233 | 0.24925 | 0.336 | 0.223
2219 | 0.26439 | 0.10409 | 0.65693 | 0.32925 | 0.066443 | 0.13253 | 0.19237 | 0.15457 | 0.10155 | 0.070218 | 0.048874 | 0.234 | 0.529 | 0.314 | 0.32325 | 0.417 | 0.328
2220 | 0.28251 | 0.088841 | 0.71596 | 0.35526 | 0.067317 | 0.1342 | 0.18032 | 0.16809 | 0.10552 | 0.070659 | 0.049121 | 0.249 | 0.594 | 0.365 | 0.37675 | 0.48 | 0.413
2221 | 0.27592 | 0.078481 | 0.7258 | 0.3534 | 0.058477 | 0.12977 | 0.1759 | 0.17222 | 0.10324 | 0.065882 | 0.045088 | 0.26 | 0.601 | 0.378 | 0.3905 | 0.49 | 0.434
2222 | 0.23271 | 0.072156 | 0.65064 | 0.31038 | 0.047777 | 0.11655 | 0.16756 | 0.16963 | 0.096193 | 0.059477 | 0.039113 | 0.236 | 0.57 | 0.36 | 0.34875 | 0.411 | 0.388
2223 | 0.17437 | 0.068403 | 0.63916 | 0.28393 | 0.03826 | 0.097868 | 0.15483 | 0.1683 | 0.088496 | 0.053818 | 0.034004 | 0.21 | 0.488 | 0.319 | 0.29725 | 0.325 | 0.335
2224 | 0.12243 | 0.06791 | 0.71817 | 0.28923 | 0.027099 | 0.075093 | 0.13802 | 0.17013 | 0.079892 | 0.045581 | 0.02876 | 0.156 | 0.372 | 0.254 | 0.22025 | 0.218 | 0.253
2225 | 0.089877 | 0.070283 | 0.75981 | 0.2889 | 0.017007 | 0.052983 | 0.11807 | 0.16273 | 0.068562 | 0.034501 | 0.024036 | 0.099 | 0.237 | 0.167 | 0.13825 | 0.13 | 0.157
2226 | 0.083813 | 0.071008 | 0.67175 | 0.25782 | 0.017887 | 0.035082 | 0.088095 | 0.14411 | 0.056475 | 0.023133 | 0.02358 | 0.049 | 0.103 | 0.083 | 0.06625 | 0.061 | 0.072
2227 | 0.10512 | 0.071267 | 0.56912 | 0.23768 | 0.038806 | 0.033092 | 0.089018 | 0.13029 | 0.053094 | 0.013402 | 0.035596 | 0.009 | 0.011 | 0.019 | 0.01225 | 0.008 | 0.013
2228 | 0.14468 | 0.068738 | 0.63916 | 0.28827 | 0.08098 | 0.046382 | 0.10419 | 0.13783 | 0.063033 | 0.005837 | 0.062083 | 0 | 0 | 0 | 0 | 0 | 0
2229 | 0.16812 | 0.063343 | 0.61691 | 0.30308 | 0.12419 | 0.059288 | 0.10779 | 0.1382 | 0.072393 | 0.001782 | 0.090302 | 0 | 0 | 0 | 0 | 0 | 0
2230 | 0.15094 | 0.058434 | 0.49316 | 0.26417 | 0.1484 | 0.06299 | 0.10446 | 0.13444 | 0.076661 | 0.003591 | 0.10563 | 0 | 0 | 0 | 0 | 0 | 0
2231 | 0.12209 | 0.056144 | 0.46686 | 0.2503 | 0.16195 | 0.058685 | 0.10385 | 0.12817 | 0.076415 | 0.008497 | 0.11031 | 0 | 0 | 0 | 0 | 0 | 0
2232 | 0.10265 | 0.059504 | 0.43321 | 0.23473 | 0.16834 | 0.051362 | 0.10004 | 0.11867 | 0.072991 | 0.013007 | 0.10892 | 0 | 0 | 0 | 0 | 0 | 0
2233 | 0.072891 | 0.066467 | 0.39835 | 0.2121 | 0.16506 | 0.041651 | 0.089212 | 0.11002 | 0.066966 | 0.014475 | 0.10171 | 0 | 0 | 0 | 0 | 0 | 0
2234 | 0.052138 | 0.079175 | 0.34304 | 0.1872 | 0.16642 | 0.028186 | 0.07536 | 0.10246 | 0.059587 | 0.013493 | 0.094204 | 0 | 0 | 0 | 0 | 0 | 0
2235 | 0.029694 | 0.092981 | 0.29708 | 0.16651 | 0.17274 | 0.016426 | 0.060514 | 0.10688 | 0.054784 | 0.00887 | 0.086964 | 0 | 0 | 0 | 0 | 0 | 0
2236 | 0.018232 | 0.11872 | 0.36828 | 0.19199 | 0.18944 | 0.011114 | 0.048489 | 0.11202 | 0.054032 | 0.004143 | 0.08885 | 0 | 0 | 0 | 0 | 0 | 0
2237 | 0.015558 | 0.14024 | 0.31569 | 0.17069 | 0.18083 | 0.018096 | 0.040639 | 0.11507 | 0.057238 | 0.002757 | 0.093025 | 0 | 0 | 0 | 0 | 0 | 0
2238 | 0.018266 | 0.14409 | 0.313 | 0.16927 | 0.17654 | 0.036365 | 0.035872 | 0.12129 | 0.068979 | 0.017645 | 0.10062 | 0 | 0 | 0 | 0 | 0 | 0
2239 | 0.048168 | 0.14239 | 0.39114 | 0.20457 | 0.17441 | 0.061531 | 0.029953 | 0.12706 | 0.086887 | 0.048989 | 0.10997 | 0.003 | 0.017 | 0.001 | 0.002 | 0.003 | 0.001
2240 | 0.10547 | 0.13759 | 0.36828 | 0.21351 | 0.16676 | 0.081918 | 0.022953 | 0.1123 | 0.093729 | 0.067745 | 0.11296 | 0.042 | 0.084 | 0.04 | 0.04225 | 0.062 | 0.025
2241 | 0.17581 | 0.13201 | 0.26633 | 0.20164 | 0.16279 | 0.097777 | 0.02311 | 0.12223 | 0.10398 | 0.079325 | 0.11658 | 0.086 | 0.184 | 0.125 | 0.101 | 0.121 | 0.072
2242 | 0.23224 | 0.12117 | 0.29971 | 0.23135 | 0.16209 | 0.13716 | 0.030926 | 0.15632 | 0.13611 | 0.11668 | 0.13428 | 0.137 | 0.269 | 0.236 | 0.15975 | 0.117 | 0.149
2243 | 0.23451 | 0.12039 | 0.2828 | 0.21921 | 0.14031 | 0.18617 | 0.033887 | 0.19786 | 0.17492 | 0.17565 | 0.13999 | 0.209 | 0.327 | 0.346 | 0.25075 | 0.119 | 0.329
2244 | 0.22149 | 0.1306 | 0.32517 | 0.23139 | 0.1475 | 0.21681 | 0.038516 | 0.24202 | 0.21069 | 0.23379 | 0.15016 | 0.316 | 0.395 | 0.407 | 0.35975 | 0.148 | 0.568
2245 | 0.22415 | 0.13808 | 0.3854 | 0.26834 | 0.19547 | 0.23518 | 0.049962 | 0.29314 | 0.25035 | 0.29076 | 0.18232 | 0.442 | 0.423 | 0.443 | 0.41525 | 0.194 | 0.582
2246 | 0.2413 | 0.13693 | 0.43759 | 0.31416 | 0.26361 | 0.26869 | 0.067507 | 0.35574 | 0.29943 | 0.3505 | 0.22278 | 0.53 | 0.4 | 0.442 | 0.442 | 0.282 | 0.514
2247 | 0.27652 | 0.13809 | 0.54225 | 0.37929 | 0.31911 | 0.32982 | 0.087756 | 0.41401 | 0.36133 | 0.44239 | 0.2591 | 0.526 | 0.348 | 0.395 | 0.44575 | 0.411 | 0.451
2248 | 0.2985 | 0.14217 | 0.66439 | 0.44129 | 0.36098 | 0.37518 | 0.10628 | 0.46213 | 0.4157 | 0.53989 | 0.28558 | 0.439 | 0.277 | 0.318 | 0.39225 | 0.43 | 0.382
2249 | 0.32251 | 0.15593 | 0.71374 | 0.47312 | 0.3831 | 0.38958 | 0.11588 | 0.48763 | 0.43429 | 0.56349 | 0.29646 | 0.325 | 0.185 | 0.228 | 0.28725 | 0.318 | 0.278
2250 | 0.34109 | 0.15461 | 0.70927 | 0.47583 | 0.37712 | 0.34584 | 0.10739 | 0.46608 | 0.39336 | 0.47787 | 0.28366 | 0.182 | 0.086 | 0.12 | 0.14975 | 0.153 | 0.144
2251 | 0.32799 | 0.15388 | 0.64556 | 0.43606 | 0.33463 | 0.29305 | 0.12226 | 0.39916 | 0.32748 | 0.38002 | 0.23766 | 0.052 | 0.011 | 0.034 | 0.04125 | 0.048 | 0.031
2252 | 0.30803 | 0.14748 | 0.63787 | 0.42034 | 0.31513 | 0.33042 | 0.15124 | 0.39184 | 0.33833 | 0.40282 | 0.22822 | 0 | 0 | 0 | 0 | 0 | 0
2253 | 0.28198 | 0.14242 | 0.72363 | 0.43461 | 0.29823 | 0.33208 | 0.15943 | 0.39407 | 0.3395 | 0.41191 | 0.21993 | 0 | 0 | 0 | 0 | 0 | 0
2254 | 0.25074 | 0.12618 | 0.73222 | 0.41842 | 0.27229 | 0.31373 | 0.14953 | 0.38539 | 0.33222 | 0.43074 | 0.19904 | 0 | 0 | 0 | 0 | 0 | 0
2255 | 0.22481 | 0.10172 | 0.66315 | 0.37675 | 0.24229 | 0.28 | 0.13095 | 0.36766 | 0.31516 | 0.43524 | 0.17774 | 0 | 0 | 0 | 0 | 0 | 0
2256 | 0.18745 | 0.083477 | 0.64044 | 0.34577 | 0.20942 | 0.24455 | 0.11146 | 0.34764 | 0.28608 | 0.39617 | 0.15596 | 0 | 0 | 0 | 0 | 0 | 0
2257 | 0.15234 | 0.065873 | 0.64301 | 0.32617 | 0.18315 | 0.20254 | 0.093405 | 0.32771 | 0.25589 | 0.35463 | 0.13869 | 0 | 0 | 0 | 0 | 0 | 0
2258 | 0.12971 | 0.048799 | 0.61691 | 0.30067 | 0.15539 | 0.15892 | 0.078492 | 0.30423 | 0.22134 | 0.29948 | 0.12274 | 0 | 0 | 0 | 0 | 0 | 0
2259 | 0.1075 | 0.035296 | 0.57748 | 0.27057 | 0.12672 | 0.12242 | 0.069544 | 0.27385 | 0.18756 | 0.25056 | 0.10341 | 0 | 0 | 0 | 0 | 0 | 0
2260 | 0.092544 | 0.025126 | 0.5351 | 0.24525 | 0.10812 | 0.089031 | 0.067692 | 0.25225 | 0.15553 | 0.19328 | 0.08758 | 0 | 0 | 0 | 0 | 0 | 0
2261 | 0.086525 | 0.016987 | 0.49898 | 0.22794 | 0.0983 | 0.066171 | 0.062465 | 0.23093 | 0.13113 | 0.1508 | 0.07662 | 0 | 0 | 0 | 0 | 0 | 0
2262 | 0.079778 | 0.012531 | 0.50043 | 0.22181 | 0.085231 | 0.053753 | 0.049252 | 0.21461 | 0.11614 | 0.13237 | 0.063815 | 0 | 0 | 0 | 0 | 0 | 0
2263 | 0.07182 | 0.010595 | 0.52936 | 0.22285 | 0.067379 | 0.042309 | 0.029515 | 0.20111 | 0.10291 | 0.11879 | 0.049432 | 0.006 | 0.047 | 0.007 | 0.0095 | 0.001 | 0.024
2264 | 0.062654 | 0.009015 | 0.50334 | 0.20405 | 0.046148 | 0.031879 | 0.014272 | 0.20367 | 0.09283 | 0.10568 | 0.030084 | 0.089 | 0.188 | 0.106 | 0.10375 | 0.07 | 0.15
2265 | 0.05554 | 0.008773 | 0.46979 | 0.18387 | 0.026286 | 0.040976 | 0.023634 | 0.22844 | 0.10131 | 0.11918 | 0.016659 | 0.259 | 0.383 | 0.302 | 0.28375 | 0.246 | 0.328
2266 | 0.043643 | 0.010993 | 0.58026 | 0.2114 | 0.010285 | 0.059063 | 0.037896 | 0.28876 | 0.12996 | 0.16241 | 0.009612 | 0.444 | 0.5 | 0.471 | 0.46725 | 0.427 | 0.527
2267 | 0.030164 | 0.016451 | 0.59946 | 0.21039 | 0.001559 | 0.052565 | 0.042004 | 0.30367 | 0.13178 | 0.16613 | 0.004742 | 0.535 | 0.529 | 0.589 | 0.54125 | 0.464 | 0.577
2268 | 0.018006 | 0.027788 | 0.58991 | 0.2031 | 0.001393 | 0.043089 | 0.046051 | 0.29111 | 0.12261 | 0.15119 | 0.005067 | 0.594 | 0.542 | 0.658 | 0.59225 | 0.493 | 0.624
2269 | 0.010751 | 0.050689 | 0.58578 | 0.2005 | 0.004978 | 0.035646 | 0.054362 | 0.27869 | 0.11408 | 0.13226 | 0.009732 | 0.622 | 0.536 | 0.685 | 0.62125 | 0.527 | 0.651
2270 | 0.010211 | 0.080156 | 0.5981 | 0.20805 | 0.015833 | 0.034381 | 0.065973 | 0.27229 | 0.11266 | 0.12535 | 0.018603 | 0.617 | 0.509 | 0.67 | 0.61775 | 0.546 | 0.638
2271 | 0.013301 | 0.11021 | 0.61558 | 0.22074 | 0.033336 | 0.038234 | 0.079154 | 0.27231 | 0.11789 | 0.12916 | 0.031851 | 0.576 | 0.456 | 0.616 | 0.5805 | 0.553 | 0.577
2272 | 0.01818 | 0.1349 | 0.63269 | 0.23463 | 0.053029 | 0.044861 | 0.092306 | 0.27885 | 0.12975 | 0.14688 | 0.048404 | 0.503 | 0.369 | 0.521 | 0.50425 | 0.519 | 0.474
2273 | 0.022882 | 0.14266 | 0.65317 | 0.24718 | 0.0655 | 0.051013 | 0.10126 | 0.28939 | 0.13998 | 0.15602 | 0.063518 | 0.384 | 0.249 | 0.388 | 0.37125 | 0.39 | 0.323
2274 | 0.024519 | 0.13384 | 0.66685 | 0.25484 | 0.073143 | 0.057455 | 0.094445 | 0.2845 | 0.14178 | 0.14722 | 0.077938 | 0.23 | 0.116 | 0.231 | 0.21625 | 0.241 | 0.163
2275 | 0.024766 | 0.12127 | 0.62616 | 0.24501 | 0.084123 | 0.080941 | 0.10395 | 0.2715 | 0.1544 | 0.16304 | 0.10213 | 0.065 | 0.016 | 0.075 | 0.05925 | 0.063 | 0.034
2276 | 0.02277 | 0.10839 | 0.64811 | 0.25418 | 0.091672 | 0.12583 | 0.12136 | 0.30428 | 0.1888 | 0.19853 | 0.12657 | 0 | 0 | 0.001 | 0.00025 | 0 | 0
2277 | 0.01716 | 0.10196 | 0.73328 | 0.27825 | 0.084312 | 0.15948 | 0.1241 | 0.33575 | 0.20442 | 0.20384 | 0.1186 | 0 | 0 | 0 | 0 | 0 | 0
2278 | 0.013355 | 0.10712 | 0.76565 | 0.28657 | 0.08071 | 0.17366 | 0.11755 | 0.34436 | 0.20143 | 0.18979 | 0.097908 | 0 | 0 | 0 | 0 | 0 | 0
2279 | 0.00904 | 0.11614 | 0.76469 | 0.28486 | 0.080857 | 0.16523 | 0.10708 | 0.34617 | 0.19148 | 0.17551 | 0.078996 | 0 | 0 | 0 | 0 | 0 | 0
2280 | 0.004702 | 0.1131 | 0.74269 | 0.27671 | 0.082736 | 0.13441 | 0.097006 | 0.33879 | 0.17479 | 0.15987 | 0.066076 | 0 | 0 | 0 | 0 | 0 | 0
2281 | 0.003439 | 0.10219 | 0.71707 | 0.27167 | 0.094517 | 0.094036 | 0.09037 | 0.3202 | 0.15383 | 0.13588 | 0.065212 | 0 | 0 | 0 | 0 | 0 | 0
2282 | 0.006479 | 0.088705 | 0.69206 | 0.27064 | 0.11338 | 0.058031 | 0.086168 | 0.29212 | 0.13366 | 0.11164 | 0.072862 | 0 | 0 | 0 | 0 | 0 | 0
2283 | 0.019684 | 0.075086 | 0.66685 | 0.27439 | 0.13664 | 0.03454 | 0.083942 | 0.26044 | 0.12036 | 0.10145 | 0.085018 | 0 | 0 | 0 | 0 | 0 | 0
2284 | 0.041944 | 0.070094 | 0.64173 | 0.28108 | 0.15956 | 0.024054 | 0.080688 | 0.23034 | 0.11202 | 0.097505 | 0.096178 | 0 | 0 | 0 | 0 | 0 | 0
2285 | 0.063025 | 0.071464 | 0.61558 | 0.28485 | 0.17594 | 0.02182 | 0.074894 | 0.2004 | 0.10625 | 0.097458 | 0.10531 | 0 | 0 | 0 | 0 | 0 | 0
2286 | 0.075081 | 0.078635 | 0.59946 | 0.28412 | 0.17783 | 0.029105 | 0.06895 | 0.17626 | 0.10631 | 0.10902 | 0.11087 | 0 | 0 | 0 | 0 | 0 | 0
2287 | 0.083409 | 0.088017 | 0.57191 | 0.27315 | 0.16413 | 0.045402 | 0.052697 | 0.15758 | 0.10913 | 0.12527 | 0.10825 | 0.012 | 0.041 | 0.015 | 0.0075 | 0 | 0.003
2288 | 0.084074 | 0.088822 | 0.47856 | 0.23596 | 0.14524 | 0.048632 | 0.040398 | 0.11064 | 0.085426 | 0.091698 | 0.090733 | 0.109 | 0.148 | 0.148 | 0.09025 | 0.065 | 0.039
2289 | 0.073149 | 0.080054 | 0.34721 | 0.18612 | 0.138 | 0.042061 | 0.063545 | 0.071752 | 0.071273 | 0.097159 | 0.074122 | 0.239 | 0.284 | 0.33 | 0.22825 | 0.236 | 0.108
2290 | 0.064199 | 0.067084 | 0.50043 | 0.23277 | 0.13368 | 0.05395 | 0.090069 | 0.12655 | 0.096259 | 0.13856 | 0.065984 | 0.365 | 0.39 | 0.489 | 0.36825 | 0.404 | 0.215
2291 | 0.071677 | 0.058736 | 0.73958 | 0.31 | 0.11873 | 0.046953 | 0.10243 | 0.17473 | 0.10179 | 0.12701 | 0.05846 | 0.458 | 0.442 | 0.612 | 0.4675 | 0.538 | 0.262
2292 | 0.099527 | 0.050726 | 0.76758 | 0.32056 | 0.094584 | 0.041202 | 0.10916 | 0.173 | 0.095706 | 0.11909 | 0.049533 | 0.492 | 0.479 | 0.691 | 0.5365 | 0.619 | 0.344
2293 | 0.1247 | 0.037958 | 0.76469 | 0.32 | 0.070616 | 0.038148 | 0.11386 | 0.17674 | 0.092014 | 0.1138 | 0.03937 | 0.502 | 0.498 | 0.718 | 0.5805 | 0.668 | 0.434
2294 | 0.13145 | 0.024708 | 0.75784 | 0.3137 | 0.0518 | 0.033279 | 0.11611 | 0.18625 | 0.088662 | 0.10537 | 0.029754 | 0.478 | 0.49 | 0.699 | 0.56975 | 0.631 | 0.471
2295 | 0.13204 | 0.013941 | 0.76275 | 0.31078 | 0.037547 | 0.028964 | 0.11649 | 0.19738 | 0.087021 | 0.099447 | 0.022291 | 0.45 | 0.449 | 0.636 | 0.527 | 0.556 | 0.466
2296 | 0.11993 | 0.007393 | 0.77139 | 0.30657 | 0.028389 | 0.027079 | 0.11437 | 0.2095 | 0.08882 | 0.10187 | 0.016831 | 0.399 | 0.372 | 0.534 | 0.451 | 0.463 | 0.408
2297 | 0.1033 | 0.003688 | 0.77977 | 0.30419 | 0.029495 | 0.029955 | 0.10891 | 0.22238 | 0.095501 | 0.1146 | 0.015067 | 0.299 | 0.259 | 0.393 | 0.32775 | 0.326 | 0.293
2298 | 0.087727 | 0.001796 | 0.74679 | 0.29431 | 0.048421 | 0.035038 | 0.087969 | 0.21999 | 0.097986 | 0.11946 | 0.017455 | 0.153 | 0.128 | 0.23 | 0.16825 | 0.157 | 0.133
2299 | 0.085036 | 0.001889 | 0.66562 | 0.27904 | 0.086448 | 0.047059 | 0.090299 | 0.20771 | 0.10519 | 0.13575 | 0.03026 | 0.045 | 0.021 | 0.077 | 0.05 | 0.05 | 0.028
2300 | 0.092753 | 0.003106 | 0.72363 | 0.31168 | 0.11864 | 0.069752 | 0.099169 | 0.25345 | 0.13959 | 0.18877 | 0.046392 | 0 | 0 | 0.002 | 0.0005 | 0 | 0
2301 | 0.088402 | 0.005219 | 0.78879 | 0.32971 | 0.11195 | 0.08444 | 0.088363 | 0.2914 | 0.15802 | 0.20809 | 0.048154 | 0 | 0 | 0 | 0 | 0 | 0
2302 | 0.075187 | 0.009156 | 0.78702 | 0.31668 | 0.087829 | 0.085596 | 0.067276 | 0.29887 | 0.15414 | 0.19251 | 0.039581 | 0 | 0 | 0 | 0 | 0 | 0
2303 | 0.074246 | 0.012721 | 0.75784 | 0.30177 | 0.073234 | 0.085915 | 0.048114 | 0.30183 | 0.1463 | 0.16534 | 0.032116 | 0 | 0 | 0 | 0 | 0 | 0
2304 | 0.079688 | 0.020286 | 0.72795 | 0.28869 | 0.058434 | 0.088039 | 0.031816 | 0.30126 | 0.13905 | 0.14227 | 0.024651 | 0 | 0 | 0 | 0 | 0 | 0
2305 | 0.074174 | 0.032992 | 0.69787 | 0.26962 | 0.036822 | 0.085898 | 0.020891 | 0.29676 | 0.13165 | 0.12682 | 0.017105 | 0 | 0 | 0 | 0 | 0 | 0
2306 | 0.049916 | 0.052806 | 0.67297 | 0.24732 | 0.019078 | 0.082248 | 0.01969 | 0.28325 | 0.12414 | 0.11401 | 0.017042 | 0 | 0 | 0 | 0 | 0 | 0
2307 | 0.022337 | 0.079668 | 0.6089 | 0.21564 | 0.015677 | 0.087637 | 0.028189 | 0.2642 | 0.11987 | 0.10047 | 0.027194 | 0 | 0 | 0 | 0 | 0 | 0
2308 | 0.006152 | 0.10678 | 0.55787 | 0.19514 | 0.0214 | 0.097681 | 0.043299 | 0.24623 | 0.11758 | 0.084002 | 0.042414 | 0 | 0 | 0 | 0 | 0 | 0
2309 | 0.002711 | 0.1324 | 0.54652 | 0.1922 | 0.027375 | 0.10092 | 0.061128 | 0.22582 | 0.1132 | 0.070871 | 0.055177 | 0 | 0 | 0 | 0 | 0 | 0
2310 | 0.002704 | 0.15986 | 0.54082 | 0.19413 | 0.038852 | 0.091326 | 0.078274 | 0.20112 | 0.1036 | 0.054988 | 0.066947 | 0 | 0 | 0 | 0 | 0 | 0
2311 | 0.006145 | 0.18339 | 0.51205 | 0.1898 | 0.051216 | 0.080549 | 0.087172 | 0.17674 | 0.090625 | 0.033378 | 0.07183 | 0.016 | 0.059 | 0.017 | 0.01375 | 0 | 0.022
2312 | 0.011304 | 0.19955 | 0.45222 | 0.17293 | 0.05528 | 0.052871 | 0.06018 | 0.11674 | 0.059441 | 0.011214 | 0.056943 | 0.107 | 0.211 | 0.146 | 0.10125 | 0.059 | 0.093
2313 | 0.015117 | 0.22884 | 0.423 | 0.16875 | 0.06814 | 0.018291 | 0.065556 | 0.082591 | 0.039413 | 0.000364 | 0.056405 | 0.267 | 0.378 | 0.328 | 0.27325 | 0.25 | 0.248
2314 | 0.024718 | 0.26177 | 0.58441 | 0.23759 | 0.10364 | 0.017309 | 0.13706 | 0.13291 | 0.06019 | 3.8e-05 | 0.090501 | 0.445 | 0.496 | 0.498 | 0.45575 | 0.437 | 0.443
2315 | 0.034166 | 0.29596 | 0.62089 | 0.26689 | 0.14563 | 0.01827 | 0.16608 | 0.14777 | 0.071785 | 1e-06 | 0.12109 | 0.578 | 0.564 | 0.623 | 0.5845 | 0.589 | 0.548
2316 | 0.044174 | 0.34248 | 0.61691 | 0.28142 | 0.18319 | 0.019076 | 0.1838 | 0.14319 | 0.076581 | 8e-06 | 0.14405 | 0.664 | 0.59 | 0.702 | 0.6595 | 0.694 | 0.578
2317 | 0.052995 | 0.36796 | 0.64044 | 0.30264 | 0.21447 | 0.020652 | 0.2065 | 0.14334 | 0.081958 | 0.001075 | 0.16277 | 0.703 | 0.571 | 0.734 | 0.693 | 0.751 | 0.584
2318 | 0.057721 | 0.36548 | 0.66685 | 0.32161 | 0.24025 | 0.02296 | 0.2319 | 0.14397 | 0.087418 | 0.004651 | 0.17809 | 0.7 | 0.521 | 0.721 | 0.676 | 0.763 | 0.52
2319 | 0.056785 | 0.33609 | 0.68854 | 0.33167 | 0.24971 | 0.027131 | 0.25362 | 0.14305 | 0.092905 | 0.011652 | 0.18979 | 0.653 | 0.445 | 0.663 | 0.6165 | 0.729 | 0.421
2320 | 0.046142 | 0.3017 | 0.69902 | 0.32754 | 0.23744 | 0.033049 | 0.26357 | 0.14101 | 0.09705 | 0.021698 | 0.19244 | 0.554 | 0.339 | 0.561 | 0.5235 | 0.646 | 0.333
2321 | 0.031823 | 0.27257 | 0.71817 | 0.31966 | 0.20898 | 0.038168 | 0.25135 | 0.14079 | 0.097852 | 0.032 | 0.18045 | 0.395 | 0.219 | 0.418 | 0.39175 | 0.508 | 0.246
2322 | 0.018779 | 0.24299 | 0.67781 | 0.28966 | 0.17238 | 0.044239 | 0.21009 | 0.13292 | 0.09425 | 0.043365 | 0.15647 | 0.192 | 0.098 | 0.25 | 0.2225 | 0.311 | 0.137
2323 | 0.009249 | 0.22216 | 0.69206 | 0.27792 | 0.13246 | 0.060075 | 0.19629 | 0.14219 | 0.096476 | 0.060365 | 0.12327 | 0.051 | 0.013 | 0.086 | 0.063 | 0.081 | 0.034
2324 | 0.004424 | 0.20531 | 0.79492 | 0.30644 | 0.11997 | 0.083855 | 0.2058 | 0.17936 | 0.11421 | 0.07716 | 0.11645 | 0 | 0 | 0.002 | 0.0005 | 0 | 0
2325 | 0.002216 | 0.19567 | 0.84506 | 0.31857 | 0.10844 | 0.095005 | 0.20104 | 0.2007 | 0.12141 | 0.084644 | 0.1053 | 0 | 0 | 0 | 0 | 0 | 0
2326 | 0.000742 | 0.18606 | 0.84231 | 0.31209 | 0.093226 | 0.091298 | 0.18599 | 0.20209 | 0.11656 | 0.08326 | 0.089585 | 0 | 0 | 0 | 0 | 0 | 0
2327 | 0.000234 | 0.18867 | 0.82643 | 0.30034 | 0.074359 | 0.074698 | 0.17822 | 0.2009 | 0.10593 | 0.075173 | 0.072959 | 0 | 0 | 0 | 0 | 0 | 0
2328 | 8.6e-05 | 0.19746 | 0.79751 | 0.28481 | 0.05685 | 0.05234 | 0.17035 | 0.1981 | 0.091928 | 0.060717 | 0.056557 | 0 | 0 | 0 | 0 | 0 | 0
2329 | 3.1e-05 | 0.21058 | 0.76758 | 0.26952 | 0.040946 | 0.033292 | 0.15979 | 0.18911 | 0.077019 | 0.043249 | 0.042421 | 0 | 0 | 0 | 0 | 0 | 0
2330 | 1.3e-05 | 0.22825 | 0.73958 | 0.25638 | 0.029536 | 0.019481 | 0.14483 | 0.17607 | 0.063805 | 0.026762 | 0.032904 | 0 | 0 | 0 | 0 | 0 | 0
2331 | 5e-06 | 0.24334 | 0.71596 | 0.24586 | 0.021619 | 0.011839 | 0.13731 | 0.16165 | 0.054569 | 0.015812 | 0.028975 | 0 | 0 | 0 | 0 | 0 | 0
2332 | 2e-06 | 0.24488 | 0.70361 | 0.23965 | 0.01535 | 0.00853 | 0.1357 | 0.14937 | 0.048785 | 0.009291 | 0.027952 | 0 | 0 | 0 | 0 | 0 | 0
2333 | 1e-06 | 0.23306 | 0.70247 | 0.23761 | 0.010367 | 0.006401 | 0.13095 | 0.14003 | 0.044589 | 0.005157 | 0.026768 | 0 | 0 | 0 | 0 | 0 | 0
2334 | 3e-06 | 0.20786 | 0.69902 | 0.23528 | 0.006814 | 0.004236 | 0.12723 | 0.13113 | 0.040248 | 0.002194 | 0.023433 | 0 | 0 | 0 | 0 | 0 | 0
2335 | 4.6e-05 | 0.20221 | 0.69206 | 0.23211 | 0.004215 | 0.002545 | 0.12174 | 0.12534 | 0.037164 | 0.000442 | 0.020329 | 0.012 | 0.03 | 0.018 | 0.0085 | 0 | 0.004
2336 | 0.000337 | 0.1914 | 0.56631 | 0.18992 | 0.003096 | 0.001202 | 0.12793 | 0.099968 | 0.029939 | 7e-05 | 0.018515 | 0.097 | 0.104 | 0.151 | 0.0875 | 0.065 | 0.037
2337 | 0.000294 | 0.16846 | 0.36828 | 0.12361 | 0.002244 | 0.000146 | 0.13278 | 0.05427 | 0.017456 | 0.000107 | 0.015301 | 0.22 | 0.194 | 0.327 | 0.2225 | 0.246 | 0.097
2338 | 0.000622 | 0.14918 | 0.27896 | 0.093642 | 0.001347 | 0.000803 | 0.12598 | 0.046215 | 0.016857 | 0.007981 | 0.012429 | 0.349 | 0.289 | 0.488 | 0.36025 | 0.426 | 0.178
2339 | 0.001046 | 0.12489 | 0.50043 | 0.16762 | 0.00139 | 0.002367 | 0.11433 | 0.071697 | 0.023676 | 0.009877 | 0.010765 | 0.516 | 0.381 | 0.61 | 0.504 | 0.571 | 0.319
2340 | 0.001786 | 0.10378 | 0.56491 | 0.18952 | 0.001872 | 0.007073 | 0.10193 | 0.081598 | 0.026969 | 0.00982 | 0.009386 | 0.64 | 0.454 | 0.686 | 0.64325 | 0.672 | 0.575
2341 | 0.002246 | 0.095525 | 0.54082 | 0.18179 | 0.002288 | 0.012896 | 0.087779 | 0.082954 | 0.028645 | 0.009996 | 0.008735 | 0.684 | 0.485 | 0.718 | 0.69175 | 0.727 | 0.638
2342 | 0.00373 | 0.087454 | 0.50043 | 0.16907 | 0.003034 | 0.015437 | 0.073702 | 0.083365 | 0.029652 | 0.010726 | 0.00908 | 0.669 | 0.479 | 0.703 | 0.68125 | 0.728 | 0.625
2343 | 0.005863 | 0.075696 | 0.46979 | 0.15983 | 0.003833 | 0.017477 | 0.060094 | 0.083057 | 0.030776 | 0.012684 | 0.009885 | 0.623 | 0.431 | 0.646 | 0.6305 | 0.691 | 0.562
2344 | 0.008138 | 0.059563 | 0.45661 | 0.15659 | 0.005021 | 0.019427 | 0.046159 | 0.083334 | 0.032097 | 0.015564 | 0.010062 | 0.532 | 0.346 | 0.547 | 0.53675 | 0.606 | 0.462
2345 | 0.015121 | 0.048723 | 0.47417 | 0.16569 | 0.007767 | 0.020539 | 0.035564 | 0.088253 | 0.034282 | 0.017977 | 0.010359 | 0.399 | 0.232 | 0.407 | 0.399 | 0.471 | 0.319
2346 | 0.030478 | 0.040625 | 0.41282 | 0.15321 | 0.016326 | 0.024376 | 0.024563 | 0.088145 | 0.03712 | 0.023732 | 0.012226 | 0.231 | 0.11 | 0.243 | 0.2305 | 0.285 | 0.163
2347 | 0.056679 | 0.034611 | 0.49607 | 0.20017 | 0.047751 | 0.044678 | 0.024641 | 0.11084 | 0.057198 | 0.047886 | 0.025387 | 0.068 | 0.018 | 0.084 | 0.0675 | 0.08 | 0.038
2348 | 0.088808 | 0.030519 | 0.69323 | 0.29401 | 0.099999 | 0.084947 | 0.031167 | 0.1681 | 0.1023 | 0.09915 | 0.057019 | 0 | 0 | 0.003 | 0.00075 | 0 | 0
2349 | 0.11639 | 0.026787 | 0.78968 | 0.34728 | 0.13576 | 0.12602 | 0.032705 | 0.21668 | 0.14849 | 0.16253 | 0.088728 | 0 | 0 | 0 | 0 | 0 | 0
2350 | 0.12746 | 0.022336 | 0.80091 | 0.35848 | 0.14708 | 0.149 | 0.031306 | 0.24091 | 0.17623 | 0.21036 | 0.10466 | 0 | 0 | 0 | 0 | 0 | 0
2351 | 0.13121 | 0.016566 | 0.78432 | 0.35553 | 0.15107 | 0.15825 | 0.029986 | 0.24917 | 0.18878 | 0.23932 | 0.10839 | 0 | 0 | 0 | 0 | 0 | 0
2352 | 0.12981 | 0.01112 | 0.75981 | 0.34817 | 0.15488 | 0.16207 | 0.029109 | 0.24693 | 0.19076 | 0.24873 | 0.10532 | 0 | 0 | 0 | 0 | 0 | 0
2353 | 0.11886 | 0.010016 | 0.73539 | 0.33628 | 0.15459 | 0.16525 | 0.029721 | 0.24075 | 0.18584 | 0.23766 | 0.099694 | 0 | 0 | 0 | 0 | 0 | 0
2354 | 0.094723 | 0.01173 | 0.70588 | 0.31599 | 0.14737 | 0.17101 | 0.031979 | 0.23108 | 0.17835 | 0.21927 | 0.09205 | 0 | 0 | 0 | 0 | 0 | 0
2355 | 0.065474 | 0.013641 | 0.68261 | 0.29649 | 0.1414 | 0.17845 | 0.035006 | 0.22082 | 0.17235 | 0.2043 | 0.085815 | 0 | 0 | 0 | 0 | 0 | 0
2356 | 0.041673 | 0.014686 | 0.65568 | 0.27195 | 0.1185 | 0.18694 | 0.03843 | 0.21458 | 0.16878 | 0.19827 | 0.075322 | 0 | 0 | 0 | 0 | 0 | 0
2357 | 0.023624 | 0.015222 | 0.61292 | 0.2415 | 0.087959 | 0.1903 | 0.041415 | 0.2122 | 0.16525 | 0.19737 | 0.061123 | 0 | 0 | 0 | 0 | 0 | 0
2358 | 0.012245 | 0.013878 | 0.52649 | 0.19996 | 0.061136 | 0.18835 | 0.042072 | 0.20921 | 0.15775 | 0.18768 | 0.045755 | 0 | 0 | 0 | 0 | 0 | 0
2359 | 0.005521 | 0.01273 | 0.45075 | 0.16575 | 0.040971 | 0.18079 | 0.034141 | 0.20486 | 0.14507 | 0.165 | 0.029637 | 0.014 | 0.035 | 0.019 | 0.01275 | 0 | 0.018
2360 | 0.002419 | 0.012441 | 0.34721 | 0.12369 | 0.021443 | 0.099175 | 0.024076 | 0.1499 | 0.086931 | 0.085507 | 0.013142 | 0.105 | 0.138 | 0.151 | 0.108 | 0.073 | 0.103
2361 | 0.000619 | 0.012128 | 0.1904 | 0.066806 | 0.009404 | 0.028296 | 0.030984 | 0.079951 | 0.035651 | 0.029187 | 0.005171 | 0.256 | 0.314 | 0.324 | 0.26975 | 0.24 | 0.259
2362 | 0.001643 | 0.01292 | 0.11691 | 0.041271 | 0.005262 | 0.018206 | 0.031612 | 0.07468 | 0.036424 | 0.049917 | 0.002892 | 0.429 | 0.474 | 0.48 | 0.449 | 0.42 | 0.467
2363 | 0.00686 | 0.014611 | 0.1185 | 0.042321 | 0.001604 | 0.018682 | 0.02263 | 0.085158 | 0.040758 | 0.057979 | 0.001212 | 0.547 | 0.575 | 0.597 | 0.57475 | 0.567 | 0.588
2364 | 0.006149 | 0.014992 | 0.1368 | 0.047824 | 0.000518 | 0.014834 | 0.01373 | 0.0826 | 0.035922 | 0.045157 | 0.001098 | 0.628 | 0.634 | 0.668 | 0.65225 | 0.666 | 0.647
2365 | 0.005592 | 0.014692 | 0.1811 | 0.06231 | 0.000237 | 0.014037 | 0.007958 | 0.077946 | 0.032011 | 0.034796 | 0.001266 | 0.667 | 0.645 | 0.694 | 0.68575 | 0.72 | 0.662
2366 | 0.013724 | 0.013649 | 0.2131 | 0.075656 | 0.000145 | 0.013892 | 0.004696 | 0.074129 | 0.029386 | 0.027866 | 0.001658 | 0.658 | 0.612 | 0.677 | 0.67075 | 0.729 | 0.619
2367 | 0.025645 | 0.013197 | 0.23368 | 0.086461 | 6.2e-05 | 0.014739 | 0.002999 | 0.071071 | 0.027938 | 0.023959 | 0.001981 | 0.614 | 0.537 | 0.617 | 0.6185 | 0.694 | 0.549
2368 | 0.031245 | 0.013339 | 0.24075 | 0.091099 | 0.001301 | 0.015791 | 0.002098 | 0.069586 | 0.027638 | 0.022647 | 0.002527 | 0.528 | 0.422 | 0.516 | 0.5245 | 0.614 | 0.44
2369 | 0.031695 | 0.012693 | 0.25156 | 0.096415 | 0.005992 | 0.015299 | 0.001692 | 0.068861 | 0.027237 | 0.021728 | 0.003058 | 0.395 | 0.281 | 0.378 | 0.38925 | 0.488 | 0.296
2370 | 0.032126 | 0.013156 | 0.26012 | 0.10229 | 0.014616 | 0.014325 | 0.00175 | 0.065053 | 0.026226 | 0.021075 | 0.004453 | 0.232 | 0.135 | 0.218 | 0.2265 | 0.31 | 0.146
2371 | 0.031536 | 0.014895 | 0.27514 | 0.11205 | 0.029479 | 0.017755 | 0.003561 | 0.065139 | 0.029093 | 0.01956 | 0.013918 | 0.071 | 0.024 | 0.07 | 0.06875 | 0.1 | 0.034
2372 | 0.030565 | 0.01577 | 0.31167 | 0.13127 | 0.051574 | 0.025995 | 0.00864 | 0.077531 | 0.038451 | 0.015355 | 0.034922 | 0 | 0 | 0.001 | 0.00025 | 0 | 0
2373 | 0.028262 | 0.016081 | 0.27387 | 0.1236 | 0.06868 | 0.032373 | 0.015283 | 0.094769 | 0.047781 | 0.010725 | 0.053258 | 0 | 0 | 0 | 0 | 0 | 0
2374 | 0.024865 | 0.015799 | 0.16716 | 0.089965 | 0.077873 | 0.033657 | 0.022058 | 0.11297 | 0.054271 | 0.006803 | 0.063654 | 0 | 0 | 0 | 0 | 0 | 0
2375 | 0.020407 | 0.014685 | 0.1061 | 0.067842 | 0.077017 | 0.03092 | 0.026756 | 0.12675 | 0.056213 | 0.003272 | 0.063906 | 0 | 0 | 0 | 0 | 0 | 0
2376 | 0.016769 | 0.012605 | 0.088901 | 0.056305 | 0.063245 | 0.027496 | 0.028973 | 0.13767 | 0.055424 | 0.001476 | 0.055058 | 0 | 0 | 0 | 0 | 0 | 0
2377 | 0.015986 | 0.010208 | 0.10238 | 0.054405 | 0.044852 | 0.025945 | 0.029337 | 0.15219 | 0.055708 | 0.001099 | 0.043598 | 0 | 0 | 0 | 0 | 0 | 0
2378 | 0.016114 | 0.008532 | 0.16425 | 0.068921 | 0.026394 | 0.027252 | 0.028621 | 0.17099 | 0.0582 | 0.002537 | 0.03202 | 0 | 0 | 0 | 0 | 0 | 0
2379 | 0.016414 | 0.008045 | 0.24672 | 0.091999 | 0.012858 | 0.032358 | 0.027155 | 0.18717 | 0.062681 | 0.008927 | 0.022267 | 0 | 0 | 0 | 0 | 0 | 0
2380 | 0.017234 | 0.008237 | 0.31704 | 0.11321 | 0.005342 | 0.042831 | 0.025702 | 0.20366 | 0.070523 | 0.020082 | 0.015522 | 0 | 0 | 0 | 0 | 0 | 0
2381 | 0.016873 | 0.007546 | 0.30899 | 0.10919 | 0.00171 | 0.061392 | 0.024041 | 0.21561 | 0.0819 | 0.038525 | 0.012068 | 0 | 0 | 0 | 0 | 0 | 0
2382 | 0.018128 | 0.004917 | 0.25521 | 0.091243 | 0.000389 | 0.090647 | 0.023583 | 0.22527 | 0.098236 | 0.066526 | 0.010497 | 0 | 0.001 | 0 | 0 | 0 | 0
2383 | 0.020272 | 0.001919 | 0.21534 | 0.078569 | 0.0001 | 0.12545 | 0.022794 | 0.22893 | 0.11625 | 0.10175 | 0.008872 | 0.017 | 0.067 | 0.015 | 0.01525 | 0.003 | 0.026
2384 | 0.020998 | 0.000432 | 0.20756 | 0.076204 | 4.9e-05 | 0.12326 | 0.009667 | 0.17774 | 0.10305 | 0.10523 | 0.00596 | 0.113 | 0.212 | 0.12 | 0.11125 | 0.075 | 0.137
2385 | 0.02111 | 0.000185 | 0.15478 | 0.058644 | 3.9e-05 | 0.053636 | 0.001864 | 0.10535 | 0.053094 | 0.050607 | 0.002784 | 0.258 | 0.375 | 0.271 | 0.25975 | 0.22 | 0.29
2386 | 0.020329 | 0.000214 | 0.097289 | 0.039486 | 0.000839 | 0.023415 | 0.002144 | 0.10817 | 0.042724 | 0.035716 | 0.003591 | 0.408 | 0.509 | 0.415 | 0.41725 | 0.385 | 0.461
2387 | 0.022509 | 0.000423 | 0.12829 | 0.051805 | 0.00461 | 0.030867 | 0.003703 | 0.13583 | 0.059263 | 0.059868 | 0.010485 | 0.522 | 0.593 | 0.529 | 0.53475 | 0.538 | 0.55
2388 | 0.031903 | 0.001815 | 0.25521 | 0.098326 | 0.007862 | 0.032797 | 0.003996 | 0.16849 | 0.073159 | 0.075683 | 0.015661 | 0.602 | 0.646 | 0.598 | 0.6195 | 0.651 | 0.627
2389 | 0.034106 | 0.003967 | 0.42591 | 0.15703 | 0.011082 | 0.035933 | 0.004072 | 0.19373 | 0.083294 | 0.085057 | 0.018453 | 0.649 | 0.656 | 0.624 | 0.65825 | 0.711 | 0.649
2390 | 0.03535 | 0.005725 | 0.57887 | 0.20919 | 0.013342 | 0.042929 | 0.004398 | 0.21995 | 0.095864 | 0.10204 | 0.01854 | 0.65 | 0.618 | 0.609 | 0.64725 | 0.721 | 0.609
2391 | 0.033312 | 0.006359 | 0.68971 | 0.24542 | 0.013222 | 0.051575 | 0.00503 | 0.24516 | 0.10969 | 0.1252 | 0.016816 | 0.611 | 0.542 | 0.545 | 0.59225 | 0.68 | 0.533
2392 | 0.029307 | 0.007764 | 0.70132 | 0.24714 | 0.010793 | 0.06198 | 0.006044 | 0.26505 | 0.12481 | 0.15911 | 0.01311 | 0.521 | 0.427 | 0.443 | 0.492 | 0.588 | 0.416
2393 | 0.030351 | 0.012208 | 0.61824 | 0.21812 | 0.005779 | 0.068827 | 0.006919 | 0.26245 | 0.13067 | 0.18424 | 0.007147 | 0.382 | 0.282 | 0.312 | 0.35175 | 0.437 | 0.276
2394 | 0.041549 | 0.020603 | 0.48294 | 0.17523 | 0.001183 | 0.075785 | 0.009999 | 0.25203 | 0.13169 | 0.19578 | 0.003155 | 0.216 | 0.131 | 0.171 | 0.19075 | 0.234 | 0.142
2395 | 0.067339 | 0.033554 | 0.41282 | 0.16143 | 0.004141 | 0.10145 | 0.025755 | 0.27738 | 0.1633 | 0.27205 | 0.002305 | 0.062 | 0.022 | 0.052 | 0.051 | 0.055 | 0.035
2396 | 0.10115 | 0.053627 | 0.48148 | 0.20023 | 0.018065 | 0.15723 | 0.058846 | 0.32349 | 0.21842 | 0.38653 | 0.006412 | 0 | 0 | 0.001 | 0.00025 | 0 | 0
2397 | 0.13871 | 0.080144 | 0.56771 | 0.25181 | 0.049003 | 0.22952 | 0.10212 | 0.35778 | 0.26461 | 0.45059 | 0.020539 | 0 | 0 | 0 | 0 | 0 | 0
2398 | 0.1729 | 0.10231 | 0.55787 | 0.27551 | 0.095758 | 0.30639 | 0.1457 | 0.37873 | 0.3004 | 0.47101 | 0.045489 | 0 | 0 | 0 | 0 | 0 | 0
2399 | 0.21936 | 0.11989 | 0.53796 | 0.30321 | 0.15232 | 0.39668 | 0.18061 | 0.37705 | 0.3358 | 0.48936 | 0.080097 | 0 | 0 | 0 | 0 | 0 | 0
2400 | 0.30427 | 0.13575 | 0.5451 | 0.35329 | 0.21051 | 0.45191 | 0.20375 | 0.35919 | 0.35993 | 0.50325 | 0.12539 | 0 | 0 | 0 | 0 | 0 | 0
2401 | 0.39267 | 0.15219 | 0.61158 | 0.41895 | 0.25259 | 0.46299 | 0.22082 | 0.33898 | 0.37081 | 0.5166 | 0.16465 | 0 | 0 | 0 | 0 | 0 | 0
2402 | 0.45317 | 0.17 | 0.63916 | 0.45552 | 0.27424 | 0.45886 | 0.23252 | 0.32072 | 0.37282 | 0.51667 | 0.19505 | 0 | 0 | 0 | 0 | 0 | 0
2403 | 0.43295 | 0.18519 | 0.63658 | 0.46424 | 0.32319 | 0.42744 | 0.23962 | 0.31494 | 0.36153 | 0.47392 | 0.22983 | 0 | 0 | 0 | 0 | 0 | 0
2404 | 0.38928 | 0.20288 | 0.64173 | 0.47811 | 0.40332 | 0.37196 | 0.24487 | 0.32515 | 0.34244 | 0.41356 | 0.25908 | 0 | 0 | 0 | 0 | 0 | 0
2405 | 0.34658 | 0.21472 | 0.68499 | 0.48188 | 0.41407 | 0.33324 | 0.2452 | 0.3387 | 0.31249 | 0.32847 | 0.24956 | 0 | 0 | 0 | 0 | 0 | 0
2406 | 0.36357 | 0.22059 | 0.69671 | 0.47075 | 0.35198 | 0.33995 | 0.24429 | 0.34052 | 0.31284 | 0.33734 | 0.23356 | 0 | 0.001 | 0 | 0 | 0 | 0
2407 | 0.43092 | 0.22194 | 0.70701 | 0.48102 | 0.30514 | 0.35468 | 0.20313 | 0.3343 | 0.32819 | 0.40093 | 0.22285 | 0.012 | 0.041 | 0.009 | 0.014 | 0.01 | 0.025
2408 | 0.52636 | 0.21583 | 0.66808 | 0.50168 | 0.31058 | 0.32826 | 0.12708 | 0.30619 | 0.31343 | 0.41621 | 0.20305 | 0.09 | 0.141 | 0.082 | 0.09875 | 0.079 | 0.144
2409 | 0.65016 | 0.20992 | 0.65064 | 0.56147 | 0.38361 | 0.50849 | 0.12665 | 0.3639 | 0.42593 | 0.58025 | 0.2511 | 0.202 | 0.266 | 0.197 | 0.232 | 0.193 | 0.336
2410 | 0.69095 | 0.22966 | 0.80839 | 0.68721 | 0.56231 | 0.64629 | 0.2119 | 0.45751 | 0.55593 | 0.69108 | 0.42883 | 0.33 | 0.382 | 0.334 | 0.36825 | 0.353 | 0.456
2411 | 0.68958 | 0.28511 | 0.79751 | 0.73547 | 0.71932 | 0.68792 | 0.30682 | 0.48227 | 0.61375 | 0.71932 | 0.56549 | 0.399 | 0.466 | 0.457 | 0.46 | 0.468 | 0.516
2412 | 0.70017 | 0.38777 | 0.73434 | 0.71996 | 0.72537 | 0.68886 | 0.37818 | 0.47957 | 0.63254 | 0.73493 | 0.62679 | 0.456 | 0.514 | 0.516 | 0.48825 | 0.519 | 0.462
2413 | 0.72577 | 0.45994 | 0.62484 | 0.6996 | 0.74817 | 0.69803 | 0.43817 | 0.47094 | 0.63494 | 0.71566 | 0.65513 | 0.489 | 0.514 | 0.548 | 0.46425 | 0.515 | 0.305
2414 | 0.70864 | 0.53283 | 0.48148 | 0.66449 | 0.80334 | 0.71773 | 0.4798 | 0.45676 | 0.63985 | 0.68347 | 0.70145 | 0.485 | 0.448 | 0.531 | 0.47725 | 0.568 | 0.325
2415 | 0.65032 | 0.64293 | 0.34304 | 0.59774 | 0.79985 | 0.73463 | 0.50452 | 0.42718 | 0.65168 | 0.71325 | 0.73167 | 0.471 | 0.367 | 0.482 | 0.465 | 0.549 | 0.358
2416 | 0.56915 | 0.72501 | 0.23838 | 0.52283 | 0.76096 | 0.71627 | 0.51258 | 0.37836 | 0.63301 | 0.73057 | 0.70686 | 0.414 | 0.273 | 0.407 | 0.402 | 0.491 | 0.296
2417 | 0.34768 | 0.75308 | 0.16619 | 0.40659 | 0.70591 | 0.63564 | 0.49579 | 0.31444 | 0.56744 | 0.69193 | 0.62773 | 0.291 | 0.181 | 0.292 | 0.27725 | 0.364 | 0.162
2418 | 0.11446 | 0.78626 | 0.093042 | 0.24039 | 0.51368 | 0.44778 | 0.44905 | 0.22962 | 0.42746 | 0.52986 | 0.50256 | 0.14 | 0.092 | 0.164 | 0.1395 | 0.175 | 0.079
2419 | 0.027785 | 0.84811 | 0.05446 | 0.13199 | 0.31372 | 0.2781 | 0.4418 | 0.1734 | 0.30301 | 0.42398 | 0.33656 | 0.058 | 0.018 | 0.052 | 0.049 | 0.049 | 0.037
2420 | 0.028878 | 0.87234 | 0.047781 | 0.095024 | 0.20841 | 0.18471 | 0.45107 | 0.16701 | 0.24887 | 0.40024 | 0.24352 | 0 | 0 | 0.002 | 0.0005 | 0 | 0
2421 | 0.058109 | 0.83107 | 0.046792 | 0.10444 | 0.20842 | 0.11125 | 0.42992 | 0.15502 | 0.20198 | 0.33899 | 0.20264 | 0 | 0 | 0 | 0 | 0 | 0
2422 | 0.11782 | 0.79118 | 0.033586 | 0.13884 | 0.26512 | 0.044959 | 0.39678 | 0.13182 | 0.15871 | 0.26071 | 0.19737 | 0 | 0 | 0 | 0 | 0 | 0
2423 | 0.19228 | 0.75835 | 0.034007 | 0.1813 | 0.31762 | 0.030389 | 0.38018 | 0.10665 | 0.12491 | 0.13399 | 0.22862 | 0 | 0 | 0 | 0 | 0 | 0
2424 | 0.22223 | 0.7445 | 0.049284 | 0.21628 | 0.37733 | 0.058027 | 0.3814 | 0.086119 | 0.11303 | 0.048622 | 0.25936 | 0 | 0 | 0 | 0 | 0 | 0
2425 | 0.21977 | 0.71784 | 0.062698 | 0.23654 | 0.42716 | 0.10314 | 0.36618 | 0.069325 | 0.1213 | 0.010686 | 0.30206 | 0 | 0 | 0 | 0 | 0 | 0
2426 | 0.20717 | 0.66826 | 0.070906 | 0.24149 | 0.4464 | 0.14303 | 0.32817 | 0.058269 | 0.12987 | 0.00086 | 0.31732 | 0 | 0 | 0 | 0 | 0 | 0
2427 | 0.18226 | 0.62097 | 0.077721 | 0.23319 | 0.4396 | 0.16058 | 0.28063 | 0.051941 | 0.13188 | 0.000607 | 0.3144 | 0 | 0 | 0 | 0 | 0 | 0
2428 | 0.16977 | 0.56507 | 0.090958 | 0.22457 | 0.413 | 0.15126 | 0.24243 | 0.048038 | 0.12664 | 0.005218 | 0.30203 | 0 | 0 | 0 | 0 | 0 | 0
2429 | 0.15425 | 0.49478 | 0.10761 | 0.21098 | 0.37108 | 0.12014 | 0.20017 | 0.045465 | 0.11413 | 0.011058 | 0.27987 | 0 | 0 | 0 | 0 | 0 | 0
2430 | 0.13653 | 0.40175 | 0.13251 | 0.19926 | 0.32875 | 0.097665 | 0.16989 | 0.044142 | 0.10413 | 0.019261 | 0.25547 | 0 | 0.001 | 0 | 0 | 0 | 0
2431 | 0.12998 | 0.37715 | 0.17505 | 0.20155 | 0.29961 | 0.08028 | 0.14939 | 0.047441 | 0.098934 | 0.028595 | 0.23942 | 0.012 | 0.044 | 0.012 | 0.01425 | 0.009 | 0.024
2432 | 0.14326 | 0.38103 | 0.21646 | 0.20518 | 0.25581 | 0.075406 | 0.13038 | 0.047649 | 0.090052 | 0.029316 | 0.20784 | 0.078 | 0.162 | 0.111 | 0.10275 | 0.059 | 0.163
2433 | 0.16659 | 0.41005 | 0.15572 | 0.18638 | 0.23684 | 0.081486 | 0.17564 | 0.037062 | 0.09053 | 0.038699 | 0.20487 | 0.241 | 0.323 | 0.271 | 0.262 | 0.173 | 0.363
2434 | 0.20624 | 0.43651 | 0.16522 | 0.21917 | 0.28604 | 0.10294 | 0.22883 | 0.05738 | 0.1174 | 0.078467 | 0.23082 | 0.426 | 0.488 | 0.438 | 0.428 | 0.359 | 0.489
2435 | 0.27139 | 0.44843 | 0.18314 | 0.27329 | 0.36534 | 0.1475 | 0.24232 | 0.083208 | 0.16186 | 0.14345 | 0.27328 | 0.544 | 0.596 | 0.567 | 0.557 | 0.551 | 0.566
2436 | 0.34201 | 0.45455 | 0.19461 | 0.32974 | 0.45261 | 0.19814 | 0.24685 | 0.10906 | 0.20593 | 0.19612 | 0.32039 | 0.616 | 0.649 | 0.645 | 0.63475 | 0.655 | 0.623
2437 | 0.42722 | 0.44924 | 0.19888 | 0.38948 | 0.54235 | 0.25713 | 0.24966 | 0.1245 | 0.24298 | 0.22079 | 0.36951 | 0.649 | 0.653 | 0.68 | 0.6705 | 0.715 | 0.638
2438 | 0.51075 | 0.44542 | 0.18831 | 0.44501 | 0.63596 | 0.31253 | 0.25037 | 0.13305 | 0.27923 | 0.24026 | 0.43108 | 0.651 | 0.611 | 0.673 | 0.6655 | 0.704 | 0.634
2439 | 0.59143 | 0.46892 | 0.16522 | 0.48973 | 0.71253 | 0.36584 | 0.2514 | 0.13845 | 0.31621 | 0.25364 | 0.50691 | 0.623 | 0.532 | 0.621 | 0.62 | 0.642 | 0.594
2440 | 0.63369 | 0.50349 | 0.13942 | 0.51202 | 0.76296 | 0.41005 | 0.25332 | 0.14146 | 0.34884 | 0.2659 | 0.57795 | 0.544 | 0.418 | 0.524 | 0.5375 | 0.595 | 0.487
2441 | 0.66853 | 0.54726 | 0.10238 | 0.52491 | 0.80382 | 0.4321 | 0.25079 | 0.1407 | 0.3672 | 0.27825 | 0.61776 | 0.407 | 0.28 | 0.39 | 0.4 | 0.492 | 0.311
2442 | 0.69851 | 0.59135 | 0.059889 | 0.52974 | 0.83082 | 0.41468 | 0.23121 | 0.12239 | 0.36121 | 0.28355 | 0.62422 | 0.241 | 0.135 | 0.234 | 0.22725 | 0.291 | 0.143
2443 | 0.71986 | 0.66675 | 0.04061 | 0.54279 | 0.86791 | 0.43703 | 0.27096 | 0.10984 | 0.37855 | 0.31099 | 0.65633 | 0.088 | 0.027 | 0.086 | 0.07375 | 0.085 | 0.036
2444 | 0.73496 | 0.79899 | 0.056062 | 0.56254 | 0.8966 | 0.49383 | 0.35556 | 0.12547 | 0.42 | 0.37308 | 0.68763 | 0 | 0 | 0.004 | 0.001 | 0 | 0
2445 | 0.75925 | 0.87254 | 0.088221 | 0.5832 | 0.90213 | 0.50423 | 0.42685 | 0.1376 | 0.43147 | 0.39743 | 0.68661 | 0 | 0 | 0 | 0 | 0 | 0
2446 | 0.77083 | 0.86834 | 0.15948 | 0.59826 | 0.86449 | 0.48058 | 0.48341 | 0.14627 | 0.43702 | 0.42311 | 0.69812 | 0 | 0 | 0 | 0 | 0 | 0
2447 | 0.68393 | 0.83876 | 0.28796 | 0.59726 | 0.81989 | 0.4557 | 0.51939 | 0.15807 | 0.44045 | 0.45301 | 0.69501 | 0 | 0 | 0 | 0 | 0 | 0
2448 | 0.55749 | 0.85398 | 0.41427 | 0.56565 | 0.72518 | 0.42984 | 0.56688 | 0.1703 | 0.42111 | 0.45407 | 0.63024 | 0 | 0 | 0 | 0 | 0 | 0
2449 | 0.3971 | 0.85528 | 0.52361 | 0.50533 | 0.59527 | 0.41122 | 0.61228 | 0.17558 | 0.3864 | 0.43175 | 0.52704 | 0 | 0 | 0 | 0 | 0 | 0
2450 | 0.26062 | 0.82098 | 0.59538 | 0.43957 | 0.46272 | 0.34972 | 0.63431 | 0.17561 | 0.33817 | 0.41957 | 0.40779 | 0 | 0 | 0 | 0 | 0 | 0
2451 | 0.14247 | 0.76644 | 0.61824 | 0.35967 | 0.31829 | 0.25448 | 0.62913 | 0.16633 | 0.28863 | 0.42485 | 0.30885 | 0 | 0 | 0 | 0 | 0 | 0
2452 | 0.069856 | 0.71844 | 0.61024 | 0.29215 | 0.19635 | 0.16964 | 0.59851 | 0.14692 | 0.22849 | 0.3794 | 0.21799 | 0 | 0 | 0 | 0 | 0 | 0
2453 | 0.024408 | 0.67708 | 0.58441 | 0.25541 | 0.15741 | 0.10548 | 0.56052 | 0.12477 | 0.17791 | 0.32293 | 0.15847 | 0 | 0 | 0 | 0 | 0 | 0
2454 | 0.009425 | 0.63563 | 0.55504 | 0.23963 | 0.15444 | 0.055101 | 0.50322 | 0.10086 | 0.12258 | 0.20105 | 0.13332 | 0 | 0.001 | 0 | 0 | 0 | 0
2455 | 0.004606 | 0.6348 | 0.52792 | 0.23283 | 0.16597 | 0.024666 | 0.44224 | 0.077624 | 0.082054 | 0.10238 | 0.12354 | 0.013 | 0.055 | 0.022 | 0.0225 | 0.01 | 0.045
2456 | 0.00157 | 0.62448 | 0.36687 | 0.17261 | 0.1494 | 0.008321 | 0.43196 | 0.045381 | 0.057706 | 0.07098 | 0.10614 | 0.09 | 0.188 | 0.143 | 0.11625 | 0.087 | 0.145
2457 | 0.000133 | 0.6034 | 0.17605 | 0.10768 | 0.14687 | 0.006157 | 0.423 | 0.022451 | 0.055533 | 0.078551 | 0.11497 | 0.266 | 0.357 | 0.306 | 0.27225 | 0.223 | 0.294
2458 | 0.000614 | 0.57952 | 0.16233 | 0.10499 | 0.15201 | 0.011866 | 0.41257 | 0.029437 | 0.066762 | 0.098459 | 0.12729 | 0.441 | 0.482 | 0.461 | 0.438 | 0.409 | 0.441
2459 | 0.00441 | 0.5381 | 0.23251 | 0.13228 | 0.15991 | 0.02278 | 0.41079 | 0.040507 | 0.078967 | 0.11475 | 0.13783 | 0.568 | 0.552 | 0.577 | 0.55775 | 0.568 | 0.518
2460 | 0.007212 | 0.49408 | 0.18008 | 0.11957 | 0.17141 | 0.03878 | 0.41535 | 0.045696 | 0.092933 | 0.13908 | 0.14817 | 0.631 | 0.573 | 0.655 | 0.62575 | 0.668 | 0.549
2461 | 0.00965 | 0.45311 | 0.12498 | 0.10403 | 0.17745 | 0.057819 | 0.42488 | 0.052041 | 0.11183 | 0.18394 | 0.15352 | 0.645 | 0.548 | 0.687 | 0.65625 | 0.699 | 0.594
2462 | 0.009789 | 0.41025 | 0.088221 | 0.089514 | 0.17053 | 0.074743 | 0.4325 | 0.058371 | 0.12839 | 0.23029 | 0.15016 | 0.629 | 0.485 | 0.678 | 0.6445 | 0.665 | 0.606
2463 | 0.006608 | 0.36458 | 0.064414 | 0.073443 | 0.14931 | 0.085773 | 0.42766 | 0.062677 | 0.13741 | 0.26435 | 0.13682 | 0.575 | 0.405 | 0.625 | 0.58475 | 0.573 | 0.566
2464 | 0.002953 | 0.33977 | 0.05184 | 0.058703 | 0.12132 | 0.081936 | 0.4065 | 0.063683 | 0.13557 | 0.27569 | 0.12095 | 0.479 | 0.321 | 0.53 | 0.4815 | 0.472 | 0.445
2465 | 0.000859 | 0.32747 | 0.060445 | 0.048572 | 0.084411 | 0.06656 | 0.36995 | 0.062181 | 0.11862 | 0.24421 | 0.10151 | 0.375 | 0.224 | 0.398 | 0.348 | 0.316 | 0.303
2466 | 1.6e-05 | 0.30107 | 0.093042 | 0.047787 | 0.050303 | 0.049016 | 0.31127 | 0.056199 | 0.092274 | 0.18651 | 0.077375 | 0.247 | 0.124 | 0.24 | 0.2125 | 0.208 | 0.155
2467 | 7e-06 | 0.26221 | 0.15201 | 0.059248 | 0.025731 | 0.033437 | 0.25299 | 0.056675 | 0.071127 | 0.14256 | 0.051839 | 0.08 | 0.027 | 0.09 | 0.07325 | 0.076 | 0.047
2468 | 0.005176 | 0.229 | 0.24672 | 0.088712 | 0.014234 | 0.021197 | 0.22162 | 0.067609 | 0.063793 | 0.13127 | 0.035099 | 0.001 | 0 | 0.005 | 0.0015 | 0 | 0
2469 | 0.03107 | 0.20284 | 0.36263 | 0.13439 | 0.009464 | 0.009275 | 0.18665 | 0.077628 | 0.051537 | 0.099259 | 0.019987 | 0 | 0 | 0 | 0 | 0 | 0
2470 | 0.061755 | 0.18432 | 0.45222 | 0.17779 | 0.019391 | 0.004914 | 0.15217 | 0.085865 | 0.03964 | 0.056035 | 0.011744 | 0 | 0 | 0 | 0 | 0 | 0
2471 | 0.092081 | 0.1738 | 0.48586 | 0.20846 | 0.047437 | 0.009149 | 0.12479 | 0.093706 | 0.035374 | 0.024401 | 0.014242 | 0 | 0 | 0 | 0 | 0 | 0
2472 | 0.12283 | 0.17443 | 0.48586 | 0.23346 | 0.091681 | 0.025768 | 0.1043 | 0.10391 | 0.042016 | 0.005917 | 0.032473 | 0 | 0 | 0 | 0 | 0 | 0
2473 | 0.15006 | 0.17967 | 0.47564 | 0.2614 | 0.15849 | 0.065755 | 0.090317 | 0.11993 | 0.064888 | 0.001856 | 0.072014 | 0 | 0 | 0 | 0 | 0 | 0
2474 | 0.17366 | 0.2045 | 0.46393 | 0.29171 | 0.23753 | 0.12541 | 0.083417 | 0.13996 | 0.10208 | 0.012953 | 0.13001 | 0 | 0 | 0 | 0 | 0 | 0
2475 | 0.1957 | 0.28062 | 0.44929 | 0.32313 | 0.32439 | 0.19692 | 0.084811 | 0.16305 | 0.14833 | 0.038175 | 0.19517 | 0 | 0 | 0 | 0 | 0 | 0
2476 | 0.21585 | 0.37417 | 0.44051 | 0.34347 | 0.37404 | 0.26445 | 0.099093 | 0.18431 | 0.19226 | 0.08058 | 0.23972 | 0 | 0 | 0 | 0 | 0 | 0
2477 | 0.22574 | 0.44861 | 0.43174 | 0.34858 | 0.38825 | 0.29557 | 0.11413 | 0.19775 | 0.22081 | 0.13452 | 0.25541 | 0 | 0 | 0 | 0 | 0 | 0
2478 | 0.22315 | 0.50656 | 0.42737 | 0.34755 | 0.39214 | 0.29326 | 0.12932 | 0.2071 | 0.23756 | 0.1871 | 0.26278 | 0 | 0.001 | 0 | 0 | 0 | 0
2479 | 0.21196 | 0.54705 | 0.43467 | 0.34486 | 0.38797 | 0.26423 | 0.12108 | 0.20504 | 0.23401 | 0.2124 | 0.25436 | 0.011 | 0.063 | 0.026 | 0.01675 | 0.011 | 0.019
2480 | 0.20255 | 0.55271 | 0.36545 | 0.30779 | 0.35538 | 0.18792 | 0.097507 | 0.13877 | 0.17541 | 0.15052 | 0.22445 | 0.101 | 0.194 | 0.157 | 0.10325 | 0.062 | 0.093
2481 | 0.18207 | 0.52891 | 0.15759 | 0.22555 | 0.33697 | 0.16237 | 0.1199 | 0.061781 | 0.13019 | 0.081791 | 0.2148 | 0.283 | 0.336 | 0.324 | 0.2535 | 0.186 | 0.221
2482 | 0.18577 | 0.52423 | 0.078357 | 0.21964 | 0.39479 | 0.20668 | 0.16351 | 0.052335 | 0.16417 | 0.13869 | 0.25896 | 0.435 | 0.44 | 0.474 | 0.42475 | 0.397 | 0.393
2483 | 0.21569 | 0.53454 | 0.06557 | 0.23794 | 0.43257 | 0.2376 | 0.20347 | 0.07225 | 0.21688 | 0.25319 | 0.30447 | 0.554 | 0.512 | 0.588 | 0.5625 | 0.563 | 0.545
2484 | 0.24347 | 0.55149 | 0.079636 | 0.25956 | 0.45558 | 0.27459 | 0.2487 | 0.073871 | 0.25014 | 0.30476 | 0.34733 | 0.632 | 0.549 | 0.659 | 0.646 | 0.66 | 0.633
2485 | 0.27278 | 0.55199 | 0.0842 | 0.27637 | 0.47213 | 0.31153 | 0.30648 | 0.074507 | 0.27846 | 0.33949 | 0.3883 | 0.675 | 0.556 | 0.689 | 0.685 | 0.707 | 0.669
2486 | 0.29938 | 0.55224 | 0.0842 | 0.28625 | 0.47518 | 0.33467 | 0.35969 | 0.075816 | 0.29708 | 0.36034 | 0.41751 | 0.677 | 0.524 | 0.679 | 0.68125 | 0.713 | 0.656
2487 | 0.32947 | 0.5435 | 0.085529 | 0.28975 | 0.45426 | 0.34619 | 0.39442 | 0.077296 | 0.30666 | 0.37573 | 0.42741 | 0.638 | 0.453 | 0.628 | 0.637 | 0.682 | 0.6
2488 | 0.36324 | 0.52482 | 0.089584 | 0.28712 | 0.40854 | 0.34393 | 0.4015 | 0.077652 | 0.30251 | 0.37662 | 0.41183 | 0.556 | 0.354 | 0.536 | 0.5495 | 0.61 | 0.496
2489 | 0.37548 | 0.51796 | 0.095152 | 0.26791 | 0.33308 | 0.30827 | 0.37215 | 0.074052 | 0.2738 | 0.35703 | 0.35583 | 0.432 | 0.239 | 0.403 | 0.419 | 0.491 | 0.35
2490 | 0.38267 | 0.50607 | 0.12416 | 0.24954 | 0.24178 | 0.22314 | 0.33689 | 0.066391 | 0.21116 | 0.29666 | 0.25847 | 0.274 | 0.121 | 0.247 | 0.25825 | 0.323 | 0.189
2491 | 0.4183 | 0.49102 | 0.15478 | 0.24664 | 0.16683 | 0.1898 | 0.33439 | 0.069504 | 0.17641 | 0.28013 | 0.1662 | 0.108 | 0.028 | 0.095 | 0.094 | 0.12 | 0.053
2492 | 0.44494 | 0.47751 | 0.20319 | 0.26809 | 0.15613 | 0.18177 | 0.34565 | 0.084072 | 0.17132 | 0.28141 | 0.13803 | 0.002 | 0 | 0.006 | 0.002 | 0 | 0
2493 | 0.43966 | 0.44771 | 0.29446 | 0.29641 | 0.15511 | 0.15538 | 0.32858 | 0.099597 | 0.15885 | 0.25229 | 0.12812 | 0 | 0 | 0 | 0 | 0 | 0
2494 | 0.40903 | 0.39856 | 0.38396 | 0.31819 | 0.16157 | 0.12972 | 0.29397 | 0.11145 | 0.14557 | 0.21467 | 0.12644 | 0 | 0 | 0 | 0 | 0 | 0
2495 | 0.38562 | 0.37458 | 0.44636 | 0.34351 | 0.19855 | 0.11467 | 0.2576 | 0.12259 | 0.1418 | 0.18987 | 0.14007 | 0 | 0 | 0 | 0 | 0 | 0
2496 | 0.36059 | 0.36972 | 0.47125 | 0.36223 | 0.25485 | 0.11028 | 0.23664 | 0.13225 | 0.14439 | 0.17154 | 0.16347 | 0 | 0 | 0 | 0 | 0 | 0
2497 | 0.33712 | 0.37137 | 0.461 | 0.36737 | 0.30399 | 0.11439 | 0.21134 | 0.14065 | 0.14967 | 0.1578 | 0.18582 | 0 | 0 | 0 | 0 | 0 | 0
2498 | 0.31648 | 0.3823 | 0.43467 | 0.36373 | 0.34006 | 0.13104 | 0.19577 | 0.14956 | 0.16105 | 0.14932 | 0.21429 | 0 | 0 | 0 | 0 | 0 | 0
2499 | 0.29214 | 0.39752 | 0.41282 | 0.35991 | 0.37476 | 0.15476 | 0.19208 | 0.15912 | 0.17599 | 0.14296 | 0.24711 | 0 | 0 | 0 | 0 | 0 | 0
2500 | 0.25781 | 0.40736 | 0.40557 | 0.35145 | 0.39098 | 0.17453 | 0.20338 | 0.16967 | 0.187 | 0.13667 | 0.26714 | 0 | 0 | 0 | 0 | 0 | 0
2501 | 0.21846 | 0.42021 | 0.42883 | 0.33851 | 0.36825 | 0.17829 | 0.2106 | 0.18198 | 0.18456 | 0.12156 | 0.25643 | 0 | 0 | 0 | 0 | 0 | 0
2502 | 0.1919 | 0.42917 | 0.45368 | 0.32621 | 0.33304 | 0.1811 | 0.20944 | 0.19743 | 0.18056 | 0.10892 | 0.23479 | 0 | 0.002 | 0 | 0 | 0 | 0
2503 | 0.18418 | 0.43243 | 0.48294 | 0.32419 | 0.30545 | 0.19303 | 0.17371 | 0.2172 | 0.18265 | 0.10781 | 0.21257 | 0.026 | 0.072 | 0.028 | 0.02125 | 0 | 0.031
2504 | 0.17838 | 0.43947 | 0.46686 | 0.30598 | 0.27269 | 0.15613 | 0.12188 | 0.18872 | 0.15272 | 0.09279 | 0.17325 | 0.136 | 0.215 | 0.145 | 0.13325 | 0.081 | 0.171
2505 | 0.16802 | 0.4545 | 0.32517 | 0.25017 | 0.25733 | 0.080565 | 0.15023 | 0.10985 | 0.096052 | 0.048393 | 0.14539 | 0.293 | 0.376 | 0.298 | 0.30925 | 0.259 | 0.387
2506 | 0.16102 | 0.48982 | 0.20537 | 0.21989 | 0.29326 | 0.059035 | 0.23224 | 0.086495 | 0.09205 | 0.043188 | 0.17948 | 0.442 | 0.517 | 0.446 | 0.46275 | 0.434 | 0.529
2507 | 0.15277 | 0.53836 | 0.13854 | 0.21275 | 0.34692 | 0.089915 | 0.3224 | 0.11098 | 0.13624 | 0.098314 | 0.24575 | 0.553 | 0.618 | 0.555 | 0.576 | 0.571 | 0.625
2508 | 0.13605 | 0.57896 | 0.09027 | 0.20806 | 0.39785 | 0.11913 | 0.40275 | 0.13059 | 0.16822 | 0.11198 | 0.31118 | 0.626 | 0.672 | 0.624 | 0.64875 | 0.667 | 0.678
2509 | 0.12699 | 0.60692 | 0.093742 | 0.21421 | 0.42191 | 0.13651 | 0.4689 | 0.13748 | 0.19055 | 0.13092 | 0.35729 | 0.658 | 0.682 | 0.655 | 0.68 | 0.718 | 0.689
2510 | 0.11561 | 0.62125 | 0.14384 | 0.22045 | 0.4019 | 0.1404 | 0.51584 | 0.13584 | 0.2003 | 0.15309 | 0.37189 | 0.652 | 0.651 | 0.646 | 0.6685 | 0.715 | 0.661
2511 | 0.096129 | 0.61119 | 0.1925 | 0.21219 | 0.34793 | 0.13166 | 0.54168 | 0.13482 | 0.19774 | 0.16852 | 0.35598 | 0.601 | 0.577 | 0.586 | 0.6075 | 0.652 | 0.591
2512 | 0.070103 | 0.59001 | 0.25644 | 0.20047 | 0.27487 | 0.11455 | 0.5365 | 0.1349 | 0.18295 | 0.1716 | 0.31076 | 0.517 | 0.464 | 0.483 | 0.5115 | 0.565 | 0.481
2513 | 0.041793 | 0.56628 | 0.3584 | 0.20912 | 0.22716 | 0.097307 | 0.49772 | 0.13724 | 0.16201 | 0.15777 | 0.25573 | 0.396 | 0.319 | 0.348 | 0.38225 | 0.447 | 0.338
2514 | 0.024741 | 0.54216 | 0.44782 | 0.23406 | 0.2296 | 0.082097 | 0.43476 | 0.13106 | 0.14065 | 0.13555 | 0.21389 | 0.254 | 0.165 | 0.198 | 0.2225 | 0.257 | 0.181
2515 | 0.03005 | 0.52234 | 0.43467 | 0.23976 | 0.25457 | 0.081402 | 0.399 | 0.12566 | 0.13298 | 0.12625 | 0.19863 | 0.103 | 0.038 | 0.065 | 0.0705 | 0.063 | 0.051
2516 | 0.10019 | 0.48279 | 0.46393 | 0.26969 | 0.24494 | 0.10663 | 0.37048 | 0.13123 | 0.14077 | 0.12119 | 0.20401 | 0.002 | 0 | 0.002 | 0.001 | 0 | 0
2517 | 0.222 | 0.4357 | 0.49898 | 0.31026 | 0.20979 | 0.14313 | 0.33722 | 0.13565 | 0.14561 | 0.10471 | 0.19893 | 0 | 0 | 0 | 0 | 0 | 0
2518 | 0.24539 | 0.38456 | 0.461 | 0.29641 | 0.18285 | 0.16382 | 0.30679 | 0.13913 | 0.14518 | 0.096693 | 0.18108 | 0 | 0 | 0 | 0 | 0 | 0
2519 | 0.22543 | 0.32913 | 0.33475 | 0.24188 | 0.16545 | 0.16382 | 0.28446 | 0.14215 | 0.14107 | 0.093059 | 0.16524 | 0 | 0 | 0 | 0 | 0 | 0
2520 | 0.19734 | 0.28804 | 0.18314 | 0.17906 | 0.15671 | 0.16129 | 0.25817 | 0.14562 | 0.13794 | 0.091315 | 0.15354 | 0 | 0 | 0 | 0 | 0 | 0
2521 | 0.1686 | 0.27328 | 0.077088 | 0.13274 | 0.15253 | 0.16733 | 0.22507 | 0.15752 | 0.14364 | 0.10475 | 0.14494 | 0 | 0 | 0 | 0 | 0 | 0
2522 | 0.15162 | 0.27896 | 0.035282 | 0.11008 | 0.14333 | 0.1805 | 0.19364 | 0.17538 | 0.15218 | 0.11826 | 0.13459 | 0 | 0 | 0 | 0 | 0 | 0
2523 | 0.14591 | 0.29677 | 0.025365 | 0.10508 | 0.14396 | 0.18865 | 0.16689 | 0.19285 | 0.15932 | 0.12595 | 0.12984 | 0 | 0 | 0 | 0 | 0 | 0
2524 | 0.15021 | 0.31045 | 0.032342 | 0.11149 | 0.15191 | 0.18553 | 0.14717 | 0.20621 | 0.16102 | 0.12052 | 0.13184 | 0 | 0 | 0 | 0 | 0 | 0
2525 | 0.15124 | 0.31984 | 0.070303 | 0.12238 | 0.1456 | 0.16635 | 0.12818 | 0.20486 | 0.14899 | 0.099017 | 0.12575 | 0 | 0 | 0 | 0 | 0 | 0
2526 | 0.14884 | 0.30604 | 0.14118 | 0.13751 | 0.12249 | 0.15042 | 0.11209 | 0.19936 | 0.13701 | 0.088022 | 0.11023 | 0 | 0.001 | 0 | 0 | 0 | 0
2527 | 0.15006 | 0.28813 | 0.17405 | 0.14052 | 0.097451 | 0.13118 | 0.092479 | 0.19124 | 0.12234 | 0.081815 | 0.085113 | 0.021 | 0.059 | 0.011 | 0.02075 | 0.012 | 0.039
2528 | 0.14412 | 0.27101 | 0.16911 | 0.1314 | 0.080969 | 0.084297 | 0.086242 | 0.15216 | 0.08546 | 0.043738 | 0.061645 | 0.125 | 0.192 | 0.072 | 0.111 | 0.097 | 0.15
2529 | 0.14583 | 0.26315 | 0.14295 | 0.1207 | 0.073327 | 0.080917 | 0.090502 | 0.12394 | 0.069059 | 0.016169 | 0.055213 | 0.276 | 0.338 | 0.165 | 0.247 | 0.239 | 0.308
2530 | 0.15929 | 0.27131 | 0.11376 | 0.11252 | 0.064501 | 0.095573 | 0.10201 | 0.1295 | 0.071729 | 0.011251 | 0.050597 | 0.41 | 0.455 | 0.265 | 0.38125 | 0.385 | 0.465
2531 | 0.17016 | 0.29739 | 0.16619 | 0.13091 | 0.056385 | 0.096586 | 0.11711 | 0.13871 | 0.072767 | 0.008845 | 0.046928 | 0.506 | 0.544 | 0.346 | 0.4815 | 0.484 | 0.59
2532 | 0.1837 | 0.32592 | 0.32245 | 0.18848 | 0.059293 | 0.082659 | 0.13461 | 0.14405 | 0.070224 | 0.005893 | 0.048294 | 0.575 | 0.595 | 0.404 | 0.53675 | 0.499 | 0.669
2533 | 0.20096 | 0.35426 | 0.53367 | 0.27125 | 0.079131 | 0.069738 | 0.15357 | 0.1491 | 0.071658 | 0.009055 | 0.058741 | 0.599 | 0.603 | 0.425 | 0.548 | 0.486 | 0.682
2534 | 0.23046 | 0.35779 | 0.64811 | 0.33188 | 0.11708 | 0.063887 | 0.17246 | 0.15369 | 0.076883 | 0.012906 | 0.077044 | 0.572 | 0.574 | 0.413 | 0.51725 | 0.441 | 0.643
2535 | 0.26117 | 0.35216 | 0.68736 | 0.37149 | 0.16596 | 0.066993 | 0.18642 | 0.15387 | 0.08337 | 0.018263 | 0.094357 | 0.51 | 0.495 | 0.356 | 0.4505 | 0.369 | 0.567
2536 | 0.29898 | 0.34694 | 0.66067 | 0.3928 | 0.21875 | 0.07658 | 0.19284 | 0.14703 | 0.090062 | 0.022274 | 0.11436 | 0.421 | 0.375 | 0.278 | 0.36125 | 0.287 | 0.459
2537 | 0.3552 | 0.32898 | 0.61956 | 0.41398 | 0.26719 | 0.095335 | 0.18904 | 0.14081 | 0.099538 | 0.023289 | 0.13872 | 0.301 | 0.24 | 0.192 | 0.2505 | 0.193 | 0.316
2538 | 0.40964 | 0.30848 | 0.52361 | 0.41293 | 0.30555 | 0.1319 | 0.17477 | 0.13975 | 0.11467 | 0.019243 | 0.1678 | 0.174 | 0.114 | 0.109 | 0.13975 | 0.108 | 0.168
2539 | 0.44446 | 0.28974 | 0.461 | 0.41116 | 0.32802 | 0.2016 | 0.15801 | 0.15256 | 0.13938 | 0.010093 | 0.19324 | 0.059 | 0.024 | 0.036 | 0.04475 | 0.035 | 0.049
2540 | 0.45233 | 0.27695 | 0.43905 | 0.41052 | 0.34019 | 0.29634 | 0.16278 | 0.1752 | 0.17447 | 0.005811 | 0.22052 | 0.001 | 0 | 0.001 | 0.0005 | 0 | 0
2541 | 0.44819 | 0.25291 | 0.47271 | 0.41917 | 0.33661 | 0.3387 | 0.16015 | 0.18768 | 0.19466 | 0.022473 | 0.2298 | 0 | 0 | 0 | 0 | 0 | 0
2542 | 0.43408 | 0.23472 | 0.4917 | 0.41403 | 0.31631 | 0.3268 | 0.14697 | 0.18591 | 0.19359 | 0.050675 | 0.21096 | 0 | 0 | 0 | 0 | 0 | 0
2543 | 0.43264 | 0.23205 | 0.48732 | 0.40638 | 0.29919 | 0.31582 | 0.13729 | 0.17566 | 0.19291 | 0.079346 | 0.2008 | 0 | 0 | 0 | 0 | 0 | 0
2544 | 0.44647 | 0.24208 | 0.45661 | 0.39341 | 0.27715 | 0.30603 | 0.1281 | 0.16512 | 0.19227 | 0.10619 | 0.19175 | 0 | 0 | 0 | 0 | 0 | 0
2545 | 0.47007 | 0.24782 | 0.41718 | 0.37936 | 0.25083 | 0.30013 | 0.11855 | 0.16033 | 0.19194 | 0.12317 | 0.18414 | 0 | 0 | 0 | 0 | 0 | 0
2546 | 0.52884 | 0.24952 | 0.40413 | 0.3872 | 0.22865 | 0.2941 | 0.10969 | 0.15752 | 0.19144 | 0.13309 | 0.18106 | 0 | 0 | 0 | 0 | 0 | 0
2547 | 0.53878 | 0.25794 | 0.37967 | 0.37753 | 0.21413 | 0.31162 | 0.10164 | 0.15794 | 0.19909 | 0.14488 | 0.18192 | 0 | 0 | 0 | 0 | 0 | 0
2548 | 0.53225 | 0.2679 | 0.37112 | 0.37042 | 0.20789 | 0.31751 | 0.094254 | 0.15753 | 0.20785 | 0.17147 | 0.1849 | 0 | 0 | 0 | 0 | 0 | 0
2549 | 0.50752 | 0.27146 | 0.3697 | 0.35868 | 0.19881 | 0.30039 | 0.090379 | 0.15715 | 0.20703 | 0.19201 | 0.17857 | 0 | 0 | 0 | 0 | 0 | 0
2550 | 0.4512 | 0.27142 | 0.36122 | 0.33522 | 0.19325 | 0.28209 | 0.086561 | 0.15498 | 0.20309 | 0.20494 | 0.17034 | 0 | 0.001 | 0 | 0 | 0 | 0
2551 | 0.43409 | 0.27113 | 0.31435 | 0.31385 | 0.1931 | 0.24507 | 0.073859 | 0.14996 | 0.18805 | 0.20083 | 0.15634 | 0.02 | 0.044 | 0.009 | 0.01925 | 0.018 | 0.03
2552 | 0.40053 | 0.26675 | 0.20647 | 0.26505 | 0.18814 | 0.23825 | 0.081668 | 0.13136 | 0.17477 | 0.18455 | 0.14491 | 0.115 | 0.148 | 0.067 | 0.10175 | 0.084 | 0.141
2553 | 0.37094 | 0.2583 | 0.1852 | 0.2491 | 0.19115 | 0.32849 | 0.099702 | 0.14594 | 0.21288 | 0.20545 | 0.17164 | 0.248 | 0.285 | 0.157 | 0.22125 | 0.164 | 0.316
2554 | 0.33469 | 0.25558 | 0.20428 | 0.24269 | 0.1891 | 0.32429 | 0.10806 | 0.15481 | 0.21493 | 0.21126 | 0.16936 | 0.377 | 0.411 | 0.27 | 0.34575 | 0.26 | 0.476
2555 | 0.30654 | 0.24998 | 0.24313 | 0.24669 | 0.19039 | 0.29594 | 0.11016 | 0.1537 | 0.19894 | 0.18292 | 0.1632 | 0.478 | 0.492 | 0.362 | 0.44 | 0.343 | 0.577
2556 | 0.28306 | 0.24375 | 0.29446 | 0.25803 | 0.19657 | 0.2678 | 0.11391 | 0.149 | 0.18576 | 0.16531 | 0.16094 | 0.544 | 0.535 | 0.42 | 0.49825 | 0.397 | 0.632
2557 | 0.27777 | 0.24363 | 0.37824 | 0.28836 | 0.20907 | 0.2539 | 0.12863 | 0.14895 | 0.18615 | 0.17429 | 0.16745 | 0.577 | 0.545 | 0.433 | 0.52375 | 0.428 | 0.657
2558 | 0.29162 | 0.25289 | 0.46832 | 0.32841 | 0.2253 | 0.25467 | 0.15282 | 0.1571 | 0.1985 | 0.20197 | 0.18027 | 0.557 | 0.519 | 0.411 | 0.51625 | 0.464 | 0.633
2559 | 0.31313 | 0.26133 | 0.52072 | 0.36165 | 0.25109 | 0.261 | 0.1826 | 0.17179 | 0.21587 | 0.2311 | 0.19958 | 0.491 | 0.458 | 0.354 | 0.46525 | 0.441 | 0.575
2560 | 0.34062 | 0.26586 | 0.51639 | 0.38006 | 0.28318 | 0.27098 | 0.21275 | 0.18852 | 0.23549 | 0.26034 | 0.22214 | 0.394 | 0.359 | 0.274 | 0.386 | 0.391 | 0.485
2561 | 0.37832 | 0.27474 | 0.49461 | 0.397 | 0.31807 | 0.28577 | 0.23561 | 0.2047 | 0.25977 | 0.30216 | 0.24643 | 0.261 | 0.241 | 0.184 | 0.27625 | 0.309 | 0.351
2562 | 0.41048 | 0.28496 | 0.4917 | 0.41807 | 0.35203 | 0.26741 | 0.2244 | 0.20777 | 0.26645 | 0.32293 | 0.2677 | 0.143 | 0.12 | 0.105 | 0.152 | 0.165 | 0.195
2563 | 0.427 | 0.29532 | 0.49024 | 0.42589 | 0.36044 | 0.26049 | 0.19354 | 0.20819 | 0.2613 | 0.31325 | 0.26326 | 0.053 | 0.03 | 0.039 | 0.04825 | 0.041 | 0.06
2564 | 0.44598 | 0.28597 | 0.4654 | 0.42384 | 0.36014 | 0.31712 | 0.20575 | 0.24414 | 0.28454 | 0.31915 | 0.25774 | 0.002 | 0 | 0.002 | 0.00125 | 0 | 0.001
2565 | 0.45586 | 0.27561 | 0.41863 | 0.41191 | 0.36124 | 0.35678 | 0.21143 | 0.27246 | 0.30727 | 0.33086 | 0.26897 | 0 | 0 | 0 | 0 | 0 | 0
2566 | 0.43866 | 0.25897 | 0.30367 | 0.36323 | 0.34735 | 0.34066 | 0.20042 | 0.26852 | 0.30432 | 0.34231 | 0.2658 | 0 | 0 | 0 | 0 | 0 | 0
2567 | 0.44245 | 0.23357 | 0.24433 | 0.34694 | 0.35405 | 0.33367 | 0.19421 | 0.26805 | 0.3043 | 0.34182 | 0.27367 | 0 | 0 | 0 | 0 | 0 | 0
2568 | 0.46224 | 0.20104 | 0.22098 | 0.35135 | 0.37081 | 0.32711 | 0.18763 | 0.26972 | 0.30588 | 0.34138 | 0.28531 | 0 | 0 | 0 | 0 | 0 | 0
2569 | 0.47718 | 0.16308 | 0.18314 | 0.34355 | 0.37033 | 0.30921 | 0.17094 | 0.27293 | 0.29978 | 0.3442 | 0.27281 | 0 | 0 | 0 | 0 | 0 | 0
2570 | 0.46865 | 0.13714 | 0.12334 | 0.31453 | 0.3516 | 0.28658 | 0.14699 | 0.28121 | 0.28997 | 0.34285 | 0.24922 | 0 | 0 | 0 | 0 | 0 | 0
2571 | 0.43545 | 0.12278 | 0.07583 | 0.2842 | 0.34132 | 0.26416 | 0.12207 | 0.28811 | 0.2764 | 0.32547 | 0.22787 | 0 | 0 | 0 | 0 | 0 | 0
2572 | 0.37687 | 0.10983 | 0.039244 | 0.24816 | 0.32837 | 0.2361 | 0.10027 | 0.28713 | 0.26246 | 0.31876 | 0.20784 | 0 | 0 | 0 | 0 | 0 | 0
2573 | 0.30548 | 0.10025 | 0.063267 | 0.21913 | 0.28864 | 0.20287 | 0.078975 | 0.28251 | 0.24188 | 0.31133 | 0.17081 | 0 | 0 | 0 | 0 | 0 | 0
2574 | 0.25594 | 0.093052 | 0.17806 | 0.22704 | 0.24713 | 0.17449 | 0.06312 | 0.27347 | 0.22158 | 0.30418 | 0.13418 | 0 | 0.003 | 0 | 0 | 0 | 0
2575 | 0.23282 | 0.084816 | 0.35419 | 0.26316 | 0.20246 | 0.13899 | 0.03992 | 0.25638 | 0.1888 | 0.25417 | 0.10565 | 0.031 | 0.072 | 0.017 | 0.0205 | 0 | 0.034
2576 | 0.21361 | 0.078566 | 0.42154 | 0.26329 | 0.15471 | 0.10526 | 0.035531 | 0.21598 | 0.14025 | 0.15891 | 0.080866 | 0.148 | 0.219 | 0.107 | 0.12875 | 0.088 | 0.172
2577 | 0.18329 | 0.079758 | 0.45222 | 0.25984 | 0.14401 | 0.13273 | 0.058696 | 0.29041 | 0.20304 | 0.30711 | 0.081909 | 0.317 | 0.382 | 0.245 | 0.31075 | 0.276 | 0.405
2578 | 0.16018 | 0.076457 | 0.5106 | 0.27266 | 0.1472 | 0.22053 | 0.079408 | 0.37261 | 0.26919 | 0.37222 | 0.11141 | 0.474 | 0.503 | 0.386 | 0.46725 | 0.455 | 0.554
2579 | 0.16012 | 0.062777 | 0.53796 | 0.28383 | 0.15341 | 0.28468 | 0.086387 | 0.40321 | 0.29774 | 0.3663 | 0.13677 | 0.599 | 0.588 | 0.508 | 0.58975 | 0.597 | 0.655
2580 | 0.1804 | 0.052055 | 0.61158 | 0.31472 | 0.15218 | 0.29876 | 0.084308 | 0.42373 | 0.30246 | 0.34866 | 0.13871 | 0.682 | 0.645 | 0.587 | 0.67125 | 0.702 | 0.714
2581 | 0.1916 | 0.061098 | 0.74577 | 0.36058 | 0.14438 | 0.2983 | 0.080647 | 0.44275 | 0.30055 | 0.33105 | 0.13009 | 0.724 | 0.664 | 0.614 | 0.70725 | 0.762 | 0.729
2582 | 0.20577 | 0.091063 | 0.83952 | 0.39712 | 0.14607 | 0.2901 | 0.079337 | 0.46145 | 0.29817 | 0.31729 | 0.12382 | 0.723 | 0.644 | 0.593 | 0.69725 | 0.775 | 0.698
2583 | 0.23578 | 0.12775 | 0.88314 | 0.42757 | 0.1638 | 0.27967 | 0.084051 | 0.47772 | 0.29672 | 0.30256 | 0.12695 | 0.679 | 0.58 | 0.538 | 0.64675 | 0.743 | 0.627
2584 | 0.27291 | 0.14076 | 0.9078 | 0.46244 | 0.20661 | 0.26654 | 0.09169 | 0.49132 | 0.29622 | 0.28467 | 0.14233 | 0.592 | 0.473 | 0.446 | 0.554 | 0.664 | 0.514
2585 | 0.32363 | 0.14141 | 0.92211 | 0.50189 | 0.25993 | 0.26007 | 0.094623 | 0.50049 | 0.2995 | 0.27429 | 0.16313 | 0.462 | 0.331 | 0.324 | 0.4215 | 0.537 | 0.363
2586 | 0.38719 | 0.16165 | 0.91251 | 0.52281 | 0.26874 | 0.23994 | 0.085748 | 0.48013 | 0.28815 | 0.25822 | 0.17433 | 0.297 | 0.175 | 0.196 | 0.263 | 0.362 | 0.197
2587 | 0.44039 | 0.19539 | 0.86131 | 0.51645 | 0.24767 | 0.21955 | 0.077073 | 0.44293 | 0.27292 | 0.24327 | 0.18592 | 0.125 | 0.044 | 0.075 | 0.10175 | 0.15 | 0.057
2588 | 0.45258 | 0.23847 | 0.75685 | 0.4867 | 0.25068 | 0.26403 | 0.084465 | 0.46826 | 0.31029 | 0.28647 | 0.2224 | 0.006 | 0 | 0.005 | 0.0035 | 0.002 | 0.001
2589 | 0.4446 | 0.26324 | 0.78612 | 0.49786 | 0.26285 | 0.30267 | 0.082574 | 0.49386 | 0.3304 | 0.28651 | 0.23858 | 0 | 0 | 0 | 0 | 0 | 0
2590 | 0.42838 | 0.27854 | 0.85628 | 0.51126 | 0.24913 | 0.318 | 0.076151 | 0.48624 | 0.32302 | 0.26468 | 0.22316 | 0 | 0 | 0 | 0 | 0 | 0
2591 | 0.42292 | 0.28934 | 0.86974 | 0.5046 | 0.22115 | 0.31842 | 0.071764 | 0.46724 | 0.30938 | 0.24988 | 0.20197 | 0 | 0 | 0 | 0 | 0 | 0
2592 | 0.39911 | 0.29381 | 0.8374 | 0.47654 | 0.19311 | 0.30696 | 0.068233 | 0.44046 | 0.29443 | 0.25109 | 0.17919 | 0 | 0 | 0 | 0 | 0 | 0
2593 | 0.34331 | 0.29031 | 0.78342 | 0.43737 | 0.18538 | 0.29252 | 0.063532 | 0.41519 | 0.28175 | 0.25676 | 0.16253 | 0 | 0 | 0 | 0 | 0 | 0
2594 | 0.29317 | 0.26711 | 0.74577 | 0.40745 | 0.18342 | 0.26776 | 0.059508 | 0.38398 | 0.26294 | 0.25148 | 0.14855 | 0 | 0 | 0 | 0 | 0 | 0
2595 | 0.28104 | 0.21339 | 0.70132 | 0.3813 | 0.16153 | 0.24807 | 0.056332 | 0.35871 | 0.24271 | 0.23325 | 0.1308 | 0 | 0 | 0 | 0 | 0 | 0
2596 | 0.26513 | 0.15322 | 0.67418 | 0.35298 | 0.11962 | 0.21787 | 0.052607 | 0.34399 | 0.21919 | 0.21282 | 0.10208 | 0 | 0 | 0 | 0 | 0 | 0
2597 | 0.21215 | 0.091509 | 0.71151 | 0.33058 | 0.068087 | 0.1848 | 0.045341 | 0.32738 | 0.19269 | 0.19425 | 0.064321 | 0 | 0 | 0 | 0 | 0 | 0
2598 | 0.13959 | 0.042357 | 0.69206 | 0.28886 | 0.03495 | 0.12902 | 0.034684 | 0.31184 | 0.16342 | 0.17834 | 0.034464 | 0 | 0.005 | 0 | 0 | 0 | 0
2599 | 0.077907 | 0.021771 | 0.64429 | 0.24972 | 0.026967 | 0.079528 | 0.017623 | 0.27764 | 0.13153 | 0.1496 | 0.019367 | 0.031 | 0.081 | 0.026 | 0.018 | 0 | 0.015
2600 | 0.048986 | 0.020643 | 0.58303 | 0.21829 | 0.022855 | 0.038931 | 0.005299 | 0.21482 | 0.082387 | 0.064752 | 0.011046 | 0.136 | 0.213 | 0.128 | 0.10425 | 0.091 | 0.062
2601 | 0.040839 | 0.028631 | 0.61425 | 0.22235 | 0.011948 | 0.024377 | 0.00956 | 0.23006 | 0.080771 | 0.063515 | 0.00513 | 0.28 | 0.364 | 0.266 | 0.2405 | 0.279 | 0.137
2602 | 0.035909 | 0.033799 | 0.76177 | 0.26661 | 0.002139 | 0.031597 | 0.015653 | 0.31182 | 0.11871 | 0.12918 | 0.002256 | 0.42 | 0.506 | 0.394 | 0.36625 | 0.45 | 0.201
2603 | 0.028548 | 0.033718 | 0.81001 | 0.2798 | 0.000838 | 0.031968 | 0.016208 | 0.30854 | 0.11858 | 0.13023 | 0.0036 | 0.528 | 0.618 | 0.495 | 0.469 | 0.586 | 0.267
2604 | 0.02209 | 0.027073 | 0.80175 | 0.27603 | 0.00424 | 0.03352 | 0.016384 | 0.29034 | 0.11765 | 0.13962 | 0.007125 | 0.592 | 0.686 | 0.553 | 0.5495 | 0.686 | 0.367
2605 | 0.014686 | 0.016383 | 0.75883 | 0.26051 | 0.008013 | 0.035193 | 0.016457 | 0.27473 | 0.11802 | 0.15316 | 0.009012 | 0.616 | 0.702 | 0.571 | 0.607 | 0.743 | 0.498
2606 | 0.003937 | 0.009614 | 0.69902 | 0.23735 | 0.009095 | 0.034758 | 0.017105 | 0.2636 | 0.1164 | 0.16044 | 0.006807 | 0.604 | 0.671 | 0.547 | 0.6135 | 0.753 | 0.55
2607 | 0.001159 | 0.009317 | 0.6519 | 0.21958 | 0.00569 | 0.033798 | 0.019612 | 0.25465 | 0.11161 | 0.15358 | 0.004393 | 0.555 | 0.597 | 0.493 | 0.57125 | 0.716 | 0.521
2608 | 0.001223 | 0.014659 | 0.62747 | 0.21043 | 0.002612 | 0.037176 | 0.024638 | 0.24886 | 0.10889 | 0.14439 | 0.005127 | 0.46 | 0.483 | 0.409 | 0.481 | 0.628 | 0.427
2609 | 0.007657 | 0.018 | 0.59946 | 0.20362 | 0.003739 | 0.054385 | 0.03207 | 0.24498 | 0.115 | 0.15128 | 0.009356 | 0.331 | 0.337 | 0.302 | 0.35875 | 0.493 | 0.309
2610 | 0.018769 | 0.024479 | 0.5308 | 0.18591 | 0.008172 | 0.093651 | 0.037664 | 0.23037 | 0.12781 | 0.16908 | 0.018157 | 0.196 | 0.18 | 0.186 | 0.221 | 0.319 | 0.183
2611 | 0.034679 | 0.043014 | 0.48878 | 0.17878 | 0.012889 | 0.17976 | 0.056141 | 0.24529 | 0.16943 | 0.21525 | 0.037435 | 0.076 | 0.051 | 0.078 | 0.08325 | 0.118 | 0.061
2612 | 0.058085 | 0.070095 | 0.59128 | 0.22478 | 0.024964 | 0.30047 | 0.08763 | 0.32522 | 0.25545 | 0.31846 | 0.077652 | 0.004 | 0 | 0.008 | 0.004 | 0.002 | 0.002
2613 | 0.08383 | 0.084643 | 0.68736 | 0.27633 | 0.057791 | 0.35628 | 0.10689 | 0.36595 | 0.30391 | 0.37173 | 0.12169 | 0 | 0 | 0 | 0 | 0 | 0
2614 | 0.10693 | 0.092381 | 0.71263 | 0.30761 | 0.10329 | 0.34349 | 0.11262 | 0.34853 | 0.30196 | 0.36108 | 0.15474 | 0 | 0 | 0 | 0 | 0 | 0
2615 | 0.11184 | 0.10019 | 0.70814 | 0.32166 | 0.145 | 0.30836 | 0.11062 | 0.32445 | 0.28654 | 0.33741 | 0.17592 | 0 | 0 | 0 | 0 | 0 | 0
2616 | 0.11307 | 0.10415 | 0.67901 | 0.32392 | 0.17969 | 0.2691 | 0.10251 | 0.29513 | 0.26606 | 0.30787 | 0.19212 | 0 | 0 | 0 | 0 | 0 | 0
2617 | 0.12372 | 0.10151 | 0.64684 | 0.32727 | 0.21125 | 0.24573 | 0.093418 | 0.26843 | 0.24916 | 0.27948 | 0.20298 | 0 | 0 | 0 | 0 | 0 | 0
2618 | 0.14571 | 0.095142 | 0.61956 | 0.32994 | 0.22454 | 0.23383 | 0.087824 | 0.24642 | 0.23588 | 0.26401 | 0.19924 | 0 | 0 | 0 | 0 | 0 | 0
2619 | 0.16295 | 0.089747 | 0.59674 | 0.32454 | 0.21395 | 0.21907 | 0.089598 | 0.22782 | 0.22024 | 0.2538 | 0.18027 | 0 | 0 | 0 | 0 | 0 | 0
2620 | 0.16618 | 0.088016 | 0.55645 | 0.30268 | 0.1854 | 0.19358 | 0.099479 | 0.20789 | 0.19283 | 0.22142 | 0.14844 | 0 | 0 | 0 | 0 | 0 | 0
2621 | 0.14954 | 0.089848 | 0.45807 | 0.25275 | 0.15063 | 0.15872 | 0.10921 | 0.17767 | 0.15616 | 0.16965 | 0.11858 | 0 | 0 | 0 | 0 | 0 | 0
2622 | 0.1384 | 0.094773 | 0.34304 | 0.20159 | 0.12333 | 0.1296 | 0.10669 | 0.15401 | 0.12693 | 0.12222 | 0.10191 | 0 | 0.007 | 0 | 0 | 0 | 0
2623 | 0.13787 | 0.10107 | 0.332 | 0.19016 | 0.1006 | 0.096344 | 0.065543 | 0.13154 | 0.1003 | 0.090227 | 0.083102 | 0.03 | 0.084 | 0.026 | 0.02425 | 0.002 | 0.039
2624 | 0.1337 | 0.10724 | 0.27009 | 0.16365 | 0.087141 | 0.04143 | 0.049894 | 0.081433 | 0.05695 | 0.044949 | 0.059988 | 0.138 | 0.226 | 0.136 | 0.14 | 0.102 | 0.184
2625 | 0.12452 | 0.11579 | 0.25156 | 0.15732 | 0.095867 | 0.019459 | 0.076148 | 0.058362 | 0.038486 | 0.015664 | 0.060458 | 0.281 | 0.386 | 0.292 | 0.30075 | 0.245 | 0.385
2626 | 0.12818 | 0.12455 | 0.21534 | 0.15484 | 0.12101 | 0.039003 | 0.089993 | 0.071241 | 0.056671 | 0.037362 | 0.079077 | 0.424 | 0.523 | 0.44 | 0.45525 | 0.419 | 0.538
2627 | 0.15795 | 0.13188 | 0.20647 | 0.16999 | 0.14556 | 0.089642 | 0.10645 | 0.098154 | 0.093853 | 0.089228 | 0.098388 | 0.556 | 0.627 | 0.553 | 0.58 | 0.566 | 0.645
2628 | 0.19467 | 0.13426 | 0.18727 | 0.1813 | 0.16196 | 0.12945 | 0.12477 | 0.11802 | 0.11864 | 0.11845 | 0.10863 | 0.65 | 0.687 | 0.618 | 0.6585 | 0.659 | 0.707
2629 | 0.22638 | 0.13363 | 0.17009 | 0.18921 | 0.17115 | 0.14127 | 0.14277 | 0.12895 | 0.13135 | 0.14151 | 0.11368 | 0.698 | 0.699 | 0.637 | 0.69275 | 0.713 | 0.723
2630 | 0.2482 | 0.13138 | 0.15201 | 0.19398 | 0.18173 | 0.14656 | 0.15742 | 0.13897 | 0.14256 | 0.1628 | 0.12191 | 0.697 | 0.669 | 0.623 | 0.6875 | 0.738 | 0.692
2631 | 0.25837 | 0.12736 | 0.13942 | 0.19905 | 0.19936 | 0.15109 | 0.16734 | 0.15107 | 0.15551 | 0.18688 | 0.13302 | 0.656 | 0.597 | 0.576 | 0.64275 | 0.718 | 0.621
2632 | 0.26817 | 0.12165 | 0.1403 | 0.20946 | 0.2199 | 0.15994 | 0.17237 | 0.16584 | 0.17201 | 0.21645 | 0.14579 | 0.573 | 0.483 | 0.493 | 0.555 | 0.644 | 0.51
2633 | 0.28563 | 0.11721 | 0.14653 | 0.22254 | 0.23544 | 0.17392 | 0.17298 | 0.18095 | 0.18996 | 0.24579 | 0.15918 | 0.446 | 0.338 | 0.375 | 0.42575 | 0.519 | 0.363
2634 | 0.29508 | 0.11872 | 0.14653 | 0.22596 | 0.23627 | 0.17229 | 0.15128 | 0.17577 | 0.19009 | 0.2463 | 0.166 | 0.29 | 0.183 | 0.235 | 0.2685 | 0.349 | 0.2
2635 | 0.29822 | 0.12739 | 0.14474 | 0.22171 | 0.22216 | 0.21101 | 0.15505 | 0.19884 | 0.21453 | 0.27371 | 0.17457 | 0.126 | 0.052 | 0.097 | 0.10775 | 0.147 | 0.061
2636 | 0.30086 | 0.13915 | 0.17605 | 0.2357 | 0.23021 | 0.30757 | 0.18502 | 0.27815 | 0.29078 | 0.36589 | 0.21149 | 0.008 | 0 | 0.009 | 0.00575 | 0.004 | 0.002
2637 | 0.29802 | 0.14389 | 0.24913 | 0.25993 | 0.23265 | 0.36629 | 0.17773 | 0.33325 | 0.33536 | 0.41708 | 0.22482 | 0 | 0 | 0 | 0 | 0 | 0
2638 | 0.28715 | 0.14172 | 0.3969 | 0.30086 | 0.21854 | 0.36529 | 0.14755 | 0.34083 | 0.33332 | 0.42341 | 0.20374 | 0 | 0 | 0 | 0 | 0 | 0
2639 | 0.27233 | 0.14037 | 0.53223 | 0.33856 | 0.21113 | 0.34273 | 0.11815 | 0.33722 | 0.3186 | 0.40986 | 0.18461 | 0 | 0 | 0 | 0 | 0 | 0
2640 | 0.25134 | 0.14131 | 0.59674 | 0.34896 | 0.19879 | 0.29985 | 0.09217 | 0.3303 | 0.29412 | 0.38229 | 0.16405 | 0 | 0 | 0 | 0 | 0 | 0
2641 | 0.22384 | 0.14976 | 0.62747 | 0.34318 | 0.17822 | 0.25789 | 0.075325 | 0.31755 | 0.26599 | 0.35217 | 0.13636 | 0 | 0 | 0 | 0 | 0 | 0
2642 | 0.19282 | 0.16855 | 0.65568 | 0.33557 | 0.1582 | 0.2163 | 0.07178 | 0.30249 | 0.23464 | 0.31151 | 0.10826 | 0 | 0 | 0 | 0 | 0 | 0
2643 | 0.16545 | 0.19195 | 0.63399 | 0.31529 | 0.14642 | 0.16799 | 0.084442 | 0.28425 | 0.20084 | 0.263 | 0.08814 | 0 | 0 | 0 | 0 | 0 | 0
2644 | 0.15393 | 0.20992 | 0.58164 | 0.29438 | 0.14757 | 0.1213 | 0.11705 | 0.26315 | 0.16948 | 0.21619 | 0.077278 | 0 | 0 | 0 | 0 | 0 | 0
2645 | 0.1442 | 0.21744 | 0.55787 | 0.28291 | 0.14666 | 0.079688 | 0.15526 | 0.23564 | 0.13853 | 0.16786 | 0.07091 | 0 | 0 | 0 | 0 | 0 | 0
2646 | 0.13948 | 0.23014 | 0.50625 | 0.26569 | 0.15135 | 0.053048 | 0.17499 | 0.21235 | 0.11555 | 0.12641 | 0.0704 | 0 | 0.01 | 0 | 0 | 0 | 0
2647 | 0.14497 | 0.24668 | 0.44636 | 0.25069 | 0.16073 | 0.039979 | 0.13093 | 0.1869 | 0.098615 | 0.094219 | 0.073369 | 0.033 | 0.103 | 0.038 | 0.02675 | 0 | 0.036
2648 | 0.14693 | 0.26243 | 0.33613 | 0.21138 | 0.1511 | 0.030875 | 0.099319 | 0.11683 | 0.065988 | 0.04476 | 0.071489 | 0.151 | 0.258 | 0.173 | 0.14925 | 0.094 | 0.179
2649 | 0.15219 | 0.29022 | 0.2372 | 0.18004 | 0.15072 | 0.026929 | 0.16199 | 0.078738 | 0.050662 | 0.014491 | 0.082492 | 0.316 | 0.425 | 0.346 | 0.33225 | 0.274 | 0.393
2650 | 0.16824 | 0.31392 | 0.26384 | 0.19624 | 0.15663 | 0.031539 | 0.23817 | 0.09529 | 0.061158 | 0.021836 | 0.095966 | 0.473 | 0.558 | 0.496 | 0.49375 | 0.445 | 0.561
2651 | 0.18881 | 0.31861 | 0.29185 | 0.21411 | 0.16168 | 0.038895 | 0.29239 | 0.12782 | 0.074877 | 0.02603 | 0.10677 | 0.592 | 0.65 | 0.609 | 0.61025 | 0.581 | 0.659
2652 | 0.21263 | 0.30543 | 0.37539 | 0.25226 | 0.16876 | 0.047583 | 0.33974 | 0.15082 | 0.086872 | 0.028532 | 0.12055 | 0.671 | 0.7 | 0.68 | 0.685 | 0.678 | 0.711
2653 | 0.24123 | 0.31348 | 0.41427 | 0.27729 | 0.17636 | 0.058407 | 0.36905 | 0.15559 | 0.095284 | 0.033389 | 0.13375 | 0.707 | 0.709 | 0.71 | 0.7185 | 0.733 | 0.724
2654 | 0.25389 | 0.34629 | 0.43613 | 0.29138 | 0.18412 | 0.073274 | 0.38119 | 0.15842 | 0.10669 | 0.040316 | 0.15473 | 0.705 | 0.677 | 0.7 | 0.7125 | 0.751 | 0.694
2655 | 0.25444 | 0.37174 | 0.48002 | 0.31752 | 0.21809 | 0.093478 | 0.38148 | 0.1634 | 0.12373 | 0.049136 | 0.18892 | 0.661 | 0.604 | 0.647 | 0.6635 | 0.721 | 0.625
2656 | 0.26985 | 0.37138 | 0.53939 | 0.36126 | 0.27453 | 0.12555 | 0.37349 | 0.17307 | 0.14948 | 0.065649 | 0.23363 | 0.578 | 0.492 | 0.553 | 0.57325 | 0.647 | 0.515
2657 | 0.30476 | 0.35347 | 0.58164 | 0.40106 | 0.31677 | 0.17258 | 0.3597 | 0.19215 | 0.18121 | 0.092003 | 0.26811 | 0.454 | 0.348 | 0.421 | 0.443 | 0.528 | 0.369
2658 | 0.33393 | 0.35829 | 0.5351 | 0.39579 | 0.31834 | 0.22164 | 0.32504 | 0.20264 | 0.20957 | 0.13752 | 0.27647 | 0.295 | 0.194 | 0.266 | 0.28225 | 0.362 | 0.206
2659 | 0.33083 | 0.36821 | 0.57609 | 0.39784 | 0.28658 | 0.27942 | 0.298 | 0.24128 | 0.25169 | 0.23207 | 0.254 | 0.128 | 0.061 | 0.112 | 0.11675 | 0.161 | 0.066
2660 | 0.31296 | 0.38579 | 0.73116 | 0.42991 | 0.2456 | 0.3748 | 0.3066 | 0.34247 | 0.33789 | 0.40663 | 0.22767 | 0.009 | 0.001 | 0.011 | 0.007 | 0.005 | 0.003
2661 | 0.31402 | 0.41075 | 0.81082 | 0.45041 | 0.22639 | 0.40886 | 0.29563 | 0.41252 | 0.38679 | 0.49842 | 0.22735 | 0 | 0 | 0 | 0 | 0 | 0
2662 | 0.30554 | 0.44847 | 0.82867 | 0.4477 | 0.20888 | 0.37532 | 0.27 | 0.42457 | 0.38269 | 0.51143 | 0.21942 | 0 | 0 | 0 | 0 | 0 | 0
2663 | 0.29524 | 0.50067 | 0.81642 | 0.43825 | 0.20311 | 0.34749 | 0.25131 | 0.41179 | 0.37108 | 0.50676 | 0.2183 | 0 | 0 | 0 | 0 | 0 | 0
2664 | 0.27831 | 0.54896 | 0.81642 | 0.43026 | 0.19604 | 0.32679 | 0.23378 | 0.38661 | 0.35197 | 0.4758 | 0.21866 | 0 | 0 | 0 | 0 | 0 | 0
2665 | 0.25526 | 0.57239 | 0.78879 | 0.41138 | 0.19007 | 0.30765 | 0.21463 | 0.36533 | 0.32931 | 0.43303 | 0.21122 | 0 | 0 | 0 | 0 | 0 | 0
2666 | 0.23462 | 0.60581 | 0.74781 | 0.38757 | 0.18029 | 0.28074 | 0.19894 | 0.35203 | 0.30773 | 0.39957 | 0.19858 | 0 | 0 | 0 | 0 | 0 | 0
2667 | 0.2133 | 0.63122 | 0.71817 | 0.36861 | 0.17436 | 0.25108 | 0.18394 | 0.33707 | 0.28874 | 0.37698 | 0.18984 | 0 | 0 | 0 | 0 | 0 | 0
2668 | 0.19855 | 0.63593 | 0.70132 | 0.36114 | 0.18354 | 0.21466 | 0.17665 | 0.32775 | 0.27276 | 0.35269 | 0.19593 | 0 | 0 | 0 | 0 | 0 | 0
2669 | 0.18236 | 0.61782 | 0.69902 | 0.36237 | 0.20572 | 0.18188 | 0.15959 | 0.31176 | 0.2556 | 0.32663 | 0.20215 | 0 | 0 | 0 | 0 | 0 | 0
2670 | 0.16486 | 0.60221 | 0.70927 | 0.36616 | 0.22434 | 0.15081 | 0.14694 | 0.29458 | 0.24062 | 0.31141 | 0.20566 | 0 | 0.004 | 0 | 0 | 0 | 0
2671 | 0.14998 | 0.5762 | 0.67539 | 0.35812 | 0.24898 | 0.11764 | 0.12457 | 0.26428 | 0.20346 | 0.22515 | 0.20677 | 0.034 | 0.064 | 0.037 | 0.0245 | 0 | 0.027
2672 | 0.13823 | 0.52887 | 0.57748 | 0.32774 | 0.26749 | 0.095204 | 0.10896 | 0.20901 | 0.16955 | 0.14858 | 0.2254 | 0.155 | 0.173 | 0.157 | 0.12625 | 0.097 | 0.096
2673 | 0.14242 | 0.44947 | 0.49024 | 0.3188 | 0.32374 | 0.10818 | 0.1018 | 0.19928 | 0.18074 | 0.14827 | 0.26724 | 0.331 | 0.32 | 0.31 | 0.28825 | 0.282 | 0.23
2674 | 0.17018 | 0.36094 | 0.55079 | 0.35516 | 0.34451 | 0.13872 | 0.086279 | 0.2245 | 0.19737 | 0.13911 | 0.28715 | 0.488 | 0.465 | 0.454 | 0.46 | 0.462 | 0.436
2675 | 0.20195 | 0.28695 | 0.54225 | 0.35644 | 0.32513 | 0.16396 | 0.071094 | 0.247 | 0.21128 | 0.16431 | 0.26983 | 0.601 | 0.576 | 0.567 | 0.58675 | 0.607 | 0.572
2676 | 0.216 | 0.22639 | 0.51205 | 0.34042 | 0.29321 | 0.17708 | 0.059911 | 0.26527 | 0.21887 | 0.19557 | 0.23753 | 0.669 | 0.641 | 0.637 | 0.66625 | 0.703 | 0.656
2677 | 0.21379 | 0.18766 | 0.45075 | 0.31183 | 0.27095 | 0.17897 | 0.053442 | 0.28264 | 0.22098 | 0.21179 | 0.21053 | 0.682 | 0.658 | 0.663 | 0.6945 | 0.757 | 0.676
2678 | 0.21044 | 0.16509 | 0.37539 | 0.28227 | 0.26097 | 0.17296 | 0.049439 | 0.29403 | 0.21739 | 0.20855 | 0.194 | 0.645 | 0.634 | 0.645 | 0.67425 | 0.752 | 0.655
2679 | 0.20769 | 0.15494 | 0.33063 | 0.26415 | 0.25414 | 0.16877 | 0.047427 | 0.29564 | 0.21255 | 0.20409 | 0.18169 | 0.584 | 0.569 | 0.573 | 0.6165 | 0.713 | 0.596
2680 | 0.21095 | 0.14939 | 0.33613 | 0.2637 | 0.24402 | 0.16739 | 0.045962 | 0.29329 | 0.21018 | 0.2111 | 0.16895 | 0.494 | 0.462 | 0.465 | 0.52325 | 0.64 | 0.494
2681 | 0.21783 | 0.14578 | 0.34581 | 0.26414 | 0.22878 | 0.16293 | 0.044013 | 0.29367 | 0.20569 | 0.21084 | 0.15532 | 0.37 | 0.329 | 0.338 | 0.3975 | 0.529 | 0.353
2682 | 0.22044 | 0.14192 | 0.31839 | 0.25049 | 0.21264 | 0.15736 | 0.04153 | 0.27712 | 0.19523 | 0.20111 | 0.14534 | 0.229 | 0.185 | 0.204 | 0.25 | 0.368 | 0.199
2683 | 0.21433 | 0.13788 | 0.28151 | 0.22986 | 0.19374 | 0.15452 | 0.041155 | 0.27979 | 0.19109 | 0.1932 | 0.13684 | 0.099 | 0.057 | 0.084 | 0.1035 | 0.167 | 0.064
2684 | 0.20932 | 0.13717 | 0.30633 | 0.23304 | 0.18348 | 0.20171 | 0.052752 | 0.34672 | 0.23573 | 0.25288 | 0.14162 | 0.008 | 0.001 | 0.009 | 0.0065 | 0.007 | 0.002
2685 | 0.23076 | 0.13806 | 0.26136 | 0.2219 | 0.17357 | 0.25806 | 0.060518 | 0.38713 | 0.27359 | 0.29796 | 0.15119 | 0 | 0 | 0 | 0 | 0 | 0
2686 | 0.23448 | 0.13647 | 0.22212 | 0.20038 | 0.14452 | 0.25907 | 0.059656 | 0.37277 | 0.26558 | 0.29569 | 0.13481 | 0 | 0 | 0 | 0 | 0 | 0
2687 | 0.22756 | 0.14547 | 0.19355 | 0.1821 | 0.12519 | 0.24729 | 0.059584 | 0.33988 | 0.24495 | 0.27235 | 0.12028 | 0 | 0 | 0 | 0 | 0 | 0
2688 | 0.20349 | 0.16514 | 0.19355 | 0.16664 | 0.10289 | 0.22746 | 0.062172 | 0.30678 | 0.21958 | 0.23774 | 0.10635 | 0 | 0 | 0 | 0 | 0 | 0
2689 | 0.16804 | 0.17006 | 0.17806 | 0.14149 | 0.078364 | 0.19347 | 0.067192 | 0.27804 | 0.19125 | 0.2047 | 0.088805 | 0 | 0 | 0 | 0 | 0 | 0
2690 | 0.13233 | 0.1502 | 0.15478 | 0.11568 | 0.05992 | 0.15096 | 0.070503 | 0.24312 | 0.15888 | 0.17302 | 0.068413 | 0 | 0 | 0 | 0 | 0 | 0
2691 | 0.10519 | 0.12579 | 0.13508 | 0.09573 | 0.04692 | 0.11057 | 0.07094 | 0.21517 | 0.12905 | 0.14136 | 0.049116 | 0 | 0 | 0 | 0 | 0 | 0
2692 | 0.089008 | 0.10577 | 0.12416 | 0.082432 | 0.034128 | 0.075927 | 0.069234 | 0.19068 | 0.10214 | 0.1104 | 0.031553 | 0 | 0 | 0 | 0 | 0 | 0
2693 | 0.073181 | 0.08941 | 0.12416 | 0.072286 | 0.019519 | 0.049459 | 0.063904 | 0.17208 | 0.080027 | 0.080398 | 0.018165 | 0 | 0 | 0 | 0 | 0 | 0
2694 | 0.056075 | 0.083265 | 0.12498 | 0.063332 | 0.00894 | 0.031009 | 0.055704 | 0.15721 | 0.063545 | 0.054502 | 0.011455 | 0 | 0.007 | 0 | 0 | 0 | 0
2695 | 0.041856 | 0.080009 | 0.1046 | 0.050036 | 0.00365 | 0.021035 | 0.038644 | 0.13007 | 0.048637 | 0.034174 | 0.009267 | 0.036 | 0.083 | 0.03 | 0.02275 | 0 | 0.025
2696 | 0.029354 | 0.083811 | 0.047781 | 0.026093 | 0.001145 | 0.011875 | 0.03198 | 0.078396 | 0.027331 | 0.011073 | 0.007979 | 0.139 | 0.212 | 0.135 | 0.11825 | 0.099 | 0.1
2697 | 0.019909 | 0.096032 | 0.019251 | 0.013255 | 0.000604 | 0.008048 | 0.041314 | 0.063594 | 0.02466 | 0.020139 | 0.00686 | 0.281 | 0.364 | 0.282 | 0.277 | 0.289 | 0.256
2698 | 0.013497 | 0.10764 | 0.0222 | 0.011954 | 0.000164 | 0.00608 | 0.047276 | 0.06732 | 0.026861 | 0.028598 | 0.005448 | 0.433 | 0.506 | 0.426 | 0.44475 | 0.468 | 0.452
2699 | 0.00774 | 0.11033 | 0.007409 | 0.0050593 | 2.9e-05 | 0.005247 | 0.048914 | 0.06314 | 0.025863 | 0.031099 | 0.003965 | 0.586 | 0.612 | 0.546 | 0.597 | 0.61 | 0.646
2700 | 0.004966 | 0.10751 | 0.004282 | 0.0030857 | 9e-06 | 0.005401 | 0.0477 | 0.059006 | 0.024108 | 0.02905 | 0.002973 | 0.675 | 0.675 | 0.616 | 0.67675 | 0.707 | 0.709
2701 | 0.001079 | 0.10565 | 0.00542 | 0.0021667 | 1e-06 | 0.004187 | 0.047352 | 0.053026 | 0.020644 | 0.022652 | 0.002711 | 0.714 | 0.688 | 0.64 | 0.71025 | 0.76 | 0.727
2702 | 1.1e-05 | 0.10274 | 0.013228 | 0.0044277 | 4.4e-05 | 0.002335 | 0.047766 | 0.047961 | 0.017129 | 0.01522 | 0.002999 | 0.709 | 0.656 | 0.625 | 0.70025 | 0.77 | 0.697
2703 | 0 | 0.10263 | 0.04107 | 0.013909 | 0.000657 | 0.000812 | 0.04861 | 0.044662 | 0.014494 | 0.008797 | 0.003706 | 0.665 | 0.582 | 0.573 | 0.64975 | 0.736 | 0.625
2704 | 0 | 0.10497 | 0.095152 | 0.032596 | 0.002635 | 0.000214 | 0.048363 | 0.04444 | 0.013399 | 0.004214 | 0.00473 | 0.58 | 0.469 | 0.486 | 0.55975 | 0.659 | 0.514
2705 | 0 | 0.10525 | 0.19145 | 0.065926 | 0.006332 | 0.000262 | 0.047162 | 0.047156 | 0.013801 | 0.002134 | 0.005654 | 0.455 | 0.329 | 0.366 | 0.43125 | 0.536 | 0.368
2706 | 5.8e-05 | 0.10291 | 0.34443 | 0.1178 | 0.00892 | 0.001542 | 0.042399 | 0.05289 | 0.015818 | 0.001655 | 0.007184 | 0.297 | 0.183 | 0.226 | 0.27425 | 0.367 | 0.207
2707 | 0.006074 | 0.097271 | 0.44051 | 0.15439 | 0.016575 | 0.010665 | 0.041951 | 0.062642 | 0.022511 | 0.003165 | 0.013571 | 0.132 | 0.058 | 0.096 | 0.11525 | 0.165 | 0.068
2708 | 0.013519 | 0.092127 | 0.40992 | 0.15334 | 0.036595 | 0.040989 | 0.05163 | 0.080802 | 0.040977 | 0.0065 | 0.035618 | 0.011 | 0.001 | 0.01 | 0.008 | 0.008 | 0.003
2709 | 0.016226 | 0.085943 | 0.39114 | 0.15113 | 0.046029 | 0.077829 | 0.057179 | 0.092165 | 0.058354 | 0.009894 | 0.053527 | 0 | 0 | 0 | 0 | 0 | 0
2710 | 0.011958 | 0.08026 | 0.35419 | 0.1345 | 0.037357 | 0.09691 | 0.056527 | 0.086816 | 0.061914 | 0.010024 | 0.053907 | 0 | 0 | 0 | 0 | 0 | 0
2711 | 0.008529 | 0.078723 | 0.3279 | 0.11974 | 0.022795 | 0.094145 | 0.053118 | 0.081124 | 0.05739 | 0.012702 | 0.041587 | 0 | 0 | 0 | 0 | 0 | 0
2712 | 0.006811 | 0.077078 | 0.28666 | 0.10193 | 0.012323 | 0.080729 | 0.048258 | 0.07962 | 0.053677 | 0.026806 | 0.027554 | 0 | 0 | 0 | 0 | 0 | 0
2713 | 0.007793 | 0.075004 | 0.26758 | 0.094526 | 0.008202 | 0.07185 | 0.04438 | 0.081101 | 0.056972 | 0.057197 | 0.017739 | 0 | 0 | 0 | 0 | 0 | 0
2714 | 0.011612 | 0.064425 | 0.29708 | 0.10546 | 0.007681 | 0.074303 | 0.043228 | 0.08766 | 0.069831 | 0.10413 | 0.013233 | 0 | 0 | 0 | 0 | 0 | 0
2715 | 0.017363 | 0.056825 | 0.33337 | 0.11955 | 0.007926 | 0.092383 | 0.046144 | 0.09981 | 0.089606 | 0.15237 | 0.013857 | 0 | 0 | 0 | 0 | 0 | 0
2716 | 0.024203 | 0.055123 | 0.31839 | 0.11722 | 0.009065 | 0.1281 | 0.053719 | 0.11583 | 0.1116 | 0.1829 | 0.019576 | 0 | 0 | 0 | 0 | 0 | 0
2717 | 0.030971 | 0.054517 | 0.30103 | 0.1147 | 0.01209 | 0.16854 | 0.060303 | 0.1296 | 0.12601 | 0.17859 | 0.027299 | 0 | 0 | 0 | 0 | 0 | 0
2718 | 0.035477 | 0.05288 | 0.31569 | 0.12291 | 0.017558 | 0.20428 | 0.064745 | 0.13819 | 0.13432 | 0.15991 | 0.034918 | 0 | 0.009 | 0 | 0.00025 | 0 | 0.001
2719 | 0.038836 | 0.053009 | 0.28796 | 0.11756 | 0.025899 | 0.21241 | 0.043841 | 0.13675 | 0.13085 | 0.13546 | 0.038771 | 0.041 | 0.096 | 0.037 | 0.035 | 0 | 0.062
2720 | 0.03846 | 0.05629 | 0.15293 | 0.073698 | 0.029705 | 0.11173 | 0.017509 | 0.087627 | 0.07202 | 0.063174 | 0.025545 | 0.161 | 0.234 | 0.155 | 0.15575 | 0.103 | 0.204
2721 | 0.03341 | 0.063353 | 0.076458 | 0.050348 | 0.041176 | 0.04718 | 0.024052 | 0.050767 | 0.038268 | 0.031477 | 0.023648 | 0.318 | 0.384 | 0.308 | 0.319 | 0.284 | 0.366
2722 | 0.029009 | 0.072711 | 0.046792 | 0.050163 | 0.074687 | 0.07703 | 0.03842 | 0.04719 | 0.063279 | 0.074193 | 0.054702 | 0.462 | 0.516 | 0.458 | 0.46525 | 0.454 | 0.487
2723 | 0.034371 | 0.081284 | 0.043885 | 0.063123 | 0.11111 | 0.109 | 0.048952 | 0.058661 | 0.087252 | 0.096294 | 0.085053 | 0.574 | 0.623 | 0.559 | 0.5715 | 0.592 | 0.561
2724 | 0.045515 | 0.091588 | 0.046792 | 0.075404 | 0.13391 | 0.12471 | 0.065117 | 0.067484 | 0.10301 | 0.11256 | 0.10729 | 0.643 | 0.673 | 0.611 | 0.63825 | 0.688 | 0.611
2725 | 0.063998 | 0.10404 | 0.037901 | 0.082765 | 0.1464 | 0.1372 | 0.084394 | 0.078379 | 0.11423 | 0.12167 | 0.11969 | 0.671 | 0.679 | 0.618 | 0.6655 | 0.74 | 0.633
2726 | 0.096343 | 0.10738 | 0.021862 | 0.087962 | 0.14568 | 0.14955 | 0.098836 | 0.090345 | 0.12154 | 0.12367 | 0.12259 | 0.651 | 0.644 | 0.583 | 0.6485 | 0.749 | 0.611
2727 | 0.14174 | 0.10024 | 0.019568 | 0.10022 | 0.13934 | 0.16319 | 0.10417 | 0.10165 | 0.12742 | 0.12296 | 0.12188 | 0.578 | 0.572 | 0.513 | 0.58975 | 0.71 | 0.558
2728 | 0.19981 | 0.0914 | 0.035282 | 0.12423 | 0.13759 | 0.17843 | 0.09989 | 0.11014 | 0.1323 | 0.11952 | 0.1211 | 0.455 | 0.462 | 0.406 | 0.47725 | 0.598 | 0.45
2729 | 0.28435 | 0.085912 | 0.047285 | 0.15477 | 0.13269 | 0.18117 | 0.085367 | 0.10779 | 0.12873 | 0.10955 | 0.1164 | 0.317 | 0.319 | 0.275 | 0.332 | 0.44 | 0.296
2730 | 0.39261 | 0.082588 | 0.035282 | 0.18395 | 0.12395 | 0.16143 | 0.0564 | 0.094382 | 0.11257 | 0.096392 | 0.098071 | 0.186 | 0.169 | 0.152 | 0.195 | 0.287 | 0.155
2731 | 0.5192 | 0.079921 | 0.018317 | 0.22797 | 0.14641 | 0.16903 | 0.047222 | 0.085176 | 0.11324 | 0.10532 | 0.093421 | 0.069 | 0.05 | 0.053 | 0.0745 | 0.126 | 0.05
2732 | 0.51653 | 0.078584 | 0.013749 | 0.25598 | 0.23765 | 0.19739 | 0.053538 | 0.082668 | 0.13897 | 0.15348 | 0.12234 | 0.004 | 0.001 | 0.002 | 0.0035 | 0.006 | 0.002
2733 | 0.44698 | 0.080389 | 0.027977 | 0.26826 | 0.32984 | 0.19677 | 0.068467 | 0.076913 | 0.15596 | 0.19938 | 0.15077 | 0 | 0 | 0 | 0 | 0 | 0
2734 | 0.40226 | 0.09489 | 0.057143 | 0.27192 | 0.35634 | 0.17093 | 0.090274 | 0.069349 | 0.15425 | 0.21537 | 0.16135 | 0 | 0 | 0 | 0 | 0 | 0
2735 | 0.35345 | 0.13079 | 0.079636 | 0.2644 | 0.36012 | 0.14192 | 0.11762 | 0.068414 | 0.14466 | 0.20311 | 0.16518 | 0 | 0 | 0 | 0 | 0 | 0
2736 | 0.3865 | 0.18806 | 0.08354 | 0.27173 | 0.34514 | 0.11734 | 0.15143 | 0.068779 | 0.13527 | 0.17804 | 0.17694 | 0 | 0 | 0 | 0 | 0 | 0
2737 | 0.34082 | 0.25588 | 0.10535 | 0.26983 | 0.36332 | 0.097844 | 0.18674 | 0.069264 | 0.12995 | 0.14858 | 0.20411 | 0 | 0 | 0 | 0 | 0 | 0
2738 | 0.26304 | 0.31065 | 0.18314 | 0.28671 | 0.41394 | 0.074965 | 0.21199 | 0.078379 | 0.12492 | 0.12339 | 0.22293 | 0 | 0 | 0 | 0 | 0 | 0
2739 | 0.19805 | 0.36396 | 0.29446 | 0.29946 | 0.40588 | 0.055143 | 0.2204 | 0.098407 | 0.12334 | 0.11282 | 0.22701 | 0 | 0 | 0 | 0 | 0 | 0
2740 | 0.20321 | 0.37832 | 0.3897 | 0.32907 | 0.3943 | 0.0505 | 0.22166 | 0.12105 | 0.13224 | 0.13984 | 0.21756 | 0 | 0 | 0 | 0 | 0 | 0
2741 | 0.20941 | 0.35816 | 0.41573 | 0.31895 | 0.33173 | 0.056523 | 0.21261 | 0.14728 | 0.14897 | 0.19455 | 0.19754 | 0 | 0 | 0 | 0 | 0 | 0
2742 | 0.22453 | 0.33506 | 0.43759 | 0.31343 | 0.27816 | 0.07203 | 0.19881 | 0.16948 | 0.16365 | 0.23675 | 0.17632 | 0 | 0.007 | 0 | 0 | 0 | 0
2743 | 0.26272 | 0.33319 | 0.45222 | 0.32742 | 0.26731 | 0.089235 | 0.13756 | 0.16738 | 0.15639 | 0.20856 | 0.16038 | 0.007 | 0.055 | 0.007 | 0.00725 | 0.005 | 0.01
2744 | 0.28644 | 0.33224 | 0.44197 | 0.33185 | 0.26713 | 0.098312 | 0.087072 | 0.1394 | 0.13341 | 0.14706 | 0.14886 | 0.031 | 0.116 | 0.054 | 0.038 | 0.021 | 0.046
2745 | 0.29812 | 0.35214 | 0.42737 | 0.34176 | 0.2998 | 0.10547 | 0.06625 | 0.13221 | 0.13187 | 0.12537 | 0.16444 | 0.072 | 0.17 | 0.131 | 0.08775 | 0.048 | 0.1
2746 | 0.31248 | 0.38394 | 0.48878 | 0.3845 | 0.35224 | 0.14171 | 0.073734 | 0.17157 | 0.16519 | 0.14642 | 0.20108 | 0.129 | 0.216 | 0.222 | 0.15425 | 0.114 | 0.152
2747 | 0.33767 | 0.40021 | 0.61956 | 0.4493 | 0.39067 | 0.20359 | 0.097923 | 0.21564 | 0.22245 | 0.22471 | 0.24585 | 0.205 | 0.251 | 0.313 | 0.229 | 0.21 | 0.188
2748 | 0.39382 | 0.4014 | 0.81324 | 0.54155 | 0.41759 | 0.25429 | 0.12907 | 0.24401 | 0.26571 | 0.27781 | 0.28675 | 0.312 | 0.275 | 0.388 | 0.30725 | 0.325 | 0.204
2749 | 0.401 | 0.38403 | 0.87435 | 0.57488 | 0.4493 | 0.2715 | 0.15509 | 0.259 | 0.28732 | 0.31169 | 0.30708 | 0.412 | 0.278 | 0.412 | 0.387 | 0.489 | 0.235
2750 | 0.37939 | 0.36928 | 0.88989 | 0.57888 | 0.46737 | 0.27576 | 0.17447 | 0.26939 | 0.29809 | 0.32998 | 0.31722 | 0.441 | 0.261 | 0.394 | 0.3935 | 0.465 | 0.274
2751 | 0.38726 | 0.34822 | 0.88473 | 0.58177 | 0.47331 | 0.28322 | 0.18524 | 0.27185 | 0.29934 | 0.32478 | 0.3175 | 0.414 | 0.23 | 0.354 | 0.3715 | 0.436 | 0.282
2752 | 0.40527 | 0.35809 | 0.85944 | 0.57602 | 0.46335 | 0.28994 | 0.17841 | 0.26039 | 0.29079 | 0.29771 | 0.31511 | 0.378 | 0.177 | 0.304 | 0.336 | 0.408 | 0.254
2753 | 0.41089 | 0.34227 | 0.8092 | 0.55158 | 0.43465 | 0.26782 | 0.15684 | 0.22529 | 0.26542 | 0.27294 | 0.29562 | 0.268 | 0.115 | 0.24 | 0.2735 | 0.392 | 0.194
2754 | 0.40395 | 0.32003 | 0.74372 | 0.51061 | 0.38415 | 0.17854 | 0.13477 | 0.17459 | 0.20518 | 0.21676 | 0.25085 | 0.124 | 0.059 | 0.154 | 0.14925 | 0.196 | 0.123
2755 | 0.42437 | 0.30989 | 0.58441 | 0.44683 | 0.33171 | 0.11785 | 0.1296 | 0.13269 | 0.14416 | 0.13328 | 0.19281 | 0.04 | 0.021 | 0.069 | 0.05225 | 0.046 | 0.054
2756 | 0.4246 | 0.29896 | 0.39114 | 0.38501 | 0.33927 | 0.12363 | 0.13881 | 0.13035 | 0.14031 | 0.11988 | 0.18736 | 0.003 | 0 | 0.008 | 0.004 | 0.001 | 0.004
2757 | 0.40261 | 0.27599 | 0.45368 | 0.4195 | 0.40222 | 0.12786 | 0.14493 | 0.15959 | 0.15749 | 0.13518 | 0.20733 | 0 | 0 | 0 | 0 | 0 | 0
2758 | 0.35876 | 0.23649 | 0.48148 | 0.43348 | 0.46019 | 0.13387 | 0.1496 | 0.19161 | 0.17959 | 0.1629 | 0.22998 | 0 | 0 | 0 | 0 | 0 | 0
2759 | 0.32111 | 0.19756 | 0.39835 | 0.39631 | 0.46947 | 0.16618 | 0.15555 | 0.21115 | 0.20749 | 0.20779 | 0.24483 | 0 | 0 | 0 | 0 | 0 | 0
2760 | 0.29004 | 0.15268 | 0.30235 | 0.33688 | 0.41826 | 0.21247 | 0.16127 | 0.21967 | 0.22901 | 0.24016 | 0.24372 | 0 | 0 | 0 | 0 | 0 | 0
2761 | 0.24062 | 0.11126 | 0.20867 | 0.25985 | 0.33026 | 0.2357 | 0.16279 | 0.2185 | 0.22681 | 0.23793 | 0.21512 | 0 | 0 | 0 | 0 | 0 | 0
2762 | 0.20619 | 0.080859 | 0.12663 | 0.18204 | 0.2133 | 0.23867 | 0.15659 | 0.20791 | 0.20777 | 0.21557 | 0.16894 | 0 | 0 | 0 | 0 | 0 | 0
2763 | 0.18415 | 0.066805 | 0.086869 | 0.14418 | 0.16152 | 0.22554 | 0.1462 | 0.18711 | 0.18584 | 0.18979 | 0.14092 | 0 | 0 | 0 | 0 | 0 | 0
2764 | 0.20552 | 0.06429 | 0.1099 | 0.1457 | 0.12168 | 0.21447 | 0.13503 | 0.16557 | 0.16736 | 0.17113 | 0.11825 | 0 | 0 | 0 | 0 | 0 | 0
2765 | 0.17134 | 0.07098 | 0.17108 | 0.14436 | 0.09066 | 0.21739 | 0.12059 | 0.1536 | 0.16263 | 0.17208 | 0.10743 | 0 | 0 | 0 | 0 | 0 | 0
2766 | 0.12686 | 0.082815 | 0.15948 | 0.11746 | 0.066043 | 0.21077 | 0.097542 | 0.14053 | 0.15812 | 0.18586 | 0.095339 | 0 | 0.006 | 0 | 0 | 0 | 0
2767 | 0.093074 | 0.092369 | 0.1099 | 0.090945 | 0.069866 | 0.15719 | 0.051747 | 0.11663 | 0.12919 | 0.16824 | 0.074695 | 0.034 | 0.058 | 0.023 | 0.0265 | 0.028 | 0.021
2768 | 0.048283 | 0.10362 | 0.084863 | 0.082846 | 0.11539 | 0.095574 | 0.030453 | 0.080908 | 0.090338 | 0.12157 | 0.0633 | 0.114 | 0.148 | 0.1 | 0.09475 | 0.105 | 0.06
2769 | 0.027763 | 0.11183 | 0.059334 | 0.079149 | 0.15035 | 0.10694 | 0.043312 | 0.08529 | 0.10741 | 0.15311 | 0.084307 | 0.214 | 0.259 | 0.201 | 0.18825 | 0.222 | 0.116
2770 | 0.024494 | 0.098765 | 0.046792 | 0.072428 | 0.146 | 0.10839 | 0.07066 | 0.10559 | 0.12563 | 0.18516 | 0.1034 | 0.314 | 0.372 | 0.296 | 0.3025 | 0.387 | 0.213
2771 | 0.032187 | 0.068646 | 0.064414 | 0.077361 | 0.13548 | 0.11276 | 0.09464 | 0.1212 | 0.13481 | 0.2019 | 0.10337 | 0.436 | 0.447 | 0.366 | 0.40675 | 0.509 | 0.316
2772 | 0.05765 | 0.042784 | 0.081576 | 0.085515 | 0.11732 | 0.10963 | 0.10218 | 0.12228 | 0.13119 | 0.20489 | 0.087978 | 0.426 | 0.478 | 0.398 | 0.445 | 0.598 | 0.358
2773 | 0.085458 | 0.026555 | 0.10238 | 0.098272 | 0.10698 | 0.093419 | 0.10116 | 0.11849 | 0.11831 | 0.19199 | 0.069358 | 0.315 | 0.468 | 0.394 | 0.393 | 0.547 | 0.316
2774 | 0.11922 | 0.019985 | 0.16233 | 0.129 | 0.10545 | 0.070628 | 0.094023 | 0.11599 | 0.10136 | 0.16326 | 0.055572 | 0.231 | 0.43 | 0.347 | 0.33225 | 0.479 | 0.272
2775 | 0.15598 | 0.018408 | 0.25156 | 0.17333 | 0.11246 | 0.042333 | 0.082424 | 0.11488 | 0.081669 | 0.11903 | 0.050439 | 0.174 | 0.365 | 0.283 | 0.26925 | 0.413 | 0.207
2776 | 0.20004 | 0.02001 | 0.28151 | 0.20343 | 0.12872 | 0.020861 | 0.066176 | 0.11794 | 0.064586 | 0.06485 | 0.05469 | 0.135 | 0.282 | 0.218 | 0.19475 | 0.263 | 0.163
2777 | 0.22144 | 0.020724 | 0.21422 | 0.19436 | 0.14741 | 0.016511 | 0.045764 | 0.12404 | 0.057503 | 0.021968 | 0.067491 | 0.096 | 0.188 | 0.154 | 0.12775 | 0.151 | 0.11
2778 | 0.22641 | 0.018386 | 0.19567 | 0.19413 | 0.16031 | 0.027105 | 0.025517 | 0.1301 | 0.061728 | 0.003605 | 0.086101 | 0.053 | 0.098 | 0.097 | 0.07575 | 0.093 | 0.06
2779 | 0.23868 | 0.014203 | 0.20867 | 0.20625 | 0.17141 | 0.05572 | 0.018296 | 0.15071 | 0.078813 | 0.000456 | 0.10836 | 0.018 | 0.029 | 0.041 | 0.027 | 0.028 | 0.021
2780 | 0.26508 | 0.009359 | 0.30103 | 0.2512 | 0.18748 | 0.10545 | 0.019576 | 0.18419 | 0.11076 | 0.022429 | 0.13097 | 0.001 | 0 | 0.005 | 0.00175 | 0 | 0.001
2781 | 0.28767 | 0.00578 | 0.45807 | 0.31406 | 0.19645 | 0.14716 | 0.02374 | 0.20796 | 0.14182 | 0.065338 | 0.14681 | 0 | 0 | 0 | 0 | 0 | 0
2782 | 0.28708 | 0.003935 | 0.55928 | 0.3437 | 0.18476 | 0.16745 | 0.029605 | 0.21682 | 0.15569 | 0.092273 | 0.14622 | 0 | 0 | 0 | 0 | 0 | 0
2783 | 0.2946 | 0.005048 | 0.56771 | 0.34308 | 0.16693 | 0.18923 | 0.036041 | 0.22482 | 0.16439 | 0.10103 | 0.14248 | 0 | 0 | 0 | 0 | 0 | 0
2784 | 0.295 | 0.007137 | 0.55362 | 0.33997 | 0.17128 | 0.21645 | 0.042067 | 0.23447 | 0.17521 | 0.10119 | 0.14872 | 0 | 0 | 0 | 0 | 0 | 0
2785 | 0.29672 | 0.008823 | 0.54368 | 0.33891 | 0.17634 | 0.24225 | 0.049037 | 0.24131 | 0.18333 | 0.097187 | 0.15259 | 0 | 0 | 0 | 0 | 0 | 0
2786 | 0.30846 | 0.012057 | 0.56491 | 0.35385 | 0.18818 | 0.25607 | 0.059099 | 0.25009 | 0.18202 | 0.071947 | 0.14998 | 0 | 0 | 0 | 0 | 0 | 0
2787 | 0.33136 | 0.017239 | 0.55221 | 0.36395 | 0.20829 | 0.28072 | 0.068833 | 0.26478 | 0.18802 | 0.0468 | 0.15979 | 0 | 0 | 0 | 0 | 0 | 0
2788 | 0.35506 | 0.025749 | 0.58854 | 0.39287 | 0.23503 | 0.29908 | 0.078867 | 0.28871 | 0.20175 | 0.039921 | 0.17928 | 0 | 0 | 0 | 0 | 0 | 0
2789 | 0.36008 | 0.033894 | 0.62221 | 0.41324 | 0.25744 | 0.31492 | 0.085976 | 0.30183 | 0.23311 | 0.11678 | 0.19889 | 0 | 0 | 0 | 0 | 0 | 0
2790 | 0.34959 | 0.045945 | 0.60487 | 0.40526 | 0.26131 | 0.30984 | 0.088505 | 0.30969 | 0.28711 | 0.32064 | 0.20826 | 0 | 0.006 | 0 | 0.0005 | 0 | 0.002
2791 | 0.32052 | 0.058278 | 0.58026 | 0.37944 | 0.23755 | 0.29666 | 0.074432 | 0.31692 | 0.31026 | 0.44215 | 0.18533 | 0.027 | 0.057 | 0.012 | 0.03325 | 0.006 | 0.088
2792 | 0.28808 | 0.073725 | 0.60216 | 0.36888 | 0.21638 | 0.3178 | 0.074064 | 0.33233 | 0.33439 | 0.4979 | 0.18953 | 0.098 | 0.141 | 0.063 | 0.109 | 0.031 | 0.244
2793 | 0.24788 | 0.099139 | 0.65568 | 0.36699 | 0.19742 | 0.37475 | 0.096473 | 0.39385 | 0.37927 | 0.55551 | 0.19296 | 0.196 | 0.229 | 0.141 | 0.20275 | 0.075 | 0.399
2794 | 0.22121 | 0.12932 | 0.65317 | 0.35878 | 0.20195 | 0.36461 | 0.11196 | 0.40276 | 0.38129 | 0.58154 | 0.17626 | 0.297 | 0.299 | 0.225 | 0.29125 | 0.127 | 0.516
2795 | 0.20809 | 0.16608 | 0.62089 | 0.3482 | 0.21562 | 0.34058 | 0.11926 | 0.39799 | 0.37084 | 0.57518 | 0.16961 | 0.378 | 0.336 | 0.299 | 0.359 | 0.15 | 0.609
2796 | 0.20608 | 0.2017 | 0.5747 | 0.33731 | 0.23114 | 0.30471 | 0.1274 | 0.39303 | 0.34928 | 0.52589 | 0.17351 | 0.432 | 0.356 | 0.362 | 0.40025 | 0.143 | 0.664
2797 | 0.20152 | 0.22013 | 0.5351 | 0.3237 | 0.23448 | 0.2657 | 0.14186 | 0.3906 | 0.32966 | 0.48109 | 0.18127 | 0.445 | 0.331 | 0.387 | 0.40975 | 0.139 | 0.668
2798 | 0.18681 | 0.22129 | 0.5077 | 0.30507 | 0.22069 | 0.23567 | 0.16295 | 0.39037 | 0.32057 | 0.47347 | 0.18277 | 0.424 | 0.291 | 0.391 | 0.3965 | 0.143 | 0.628
2799 | 0.16436 | 0.21079 | 0.49607 | 0.28756 | 0.20224 | 0.21138 | 0.18819 | 0.3857 | 0.30972 | 0.46526 | 0.17653 | 0.383 | 0.246 | 0.37 | 0.362 | 0.145 | 0.55
2800 | 0.13824 | 0.19808 | 0.52072 | 0.28136 | 0.18511 | 0.18878 | 0.20887 | 0.37801 | 0.29503 | 0.44502 | 0.1683 | 0.335 | 0.192 | 0.326 | 0.30825 | 0.134 | 0.438
2801 | 0.11748 | 0.18347 | 0.55787 | 0.28201 | 0.17068 | 0.16949 | 0.21494 | 0.3691 | 0.27822 | 0.41466 | 0.15962 | 0.282 | 0.131 | 0.258 | 0.23975 | 0.107 | 0.312
2802 | 0.098322 | 0.16387 | 0.57609 | 0.27591 | 0.15331 | 0.15304 | 0.20896 | 0.35627 | 0.25341 | 0.35597 | 0.14838 | 0.21 | 0.072 | 0.17 | 0.159 | 0.071 | 0.185
2803 | 0.072211 | 0.14159 | 0.5635 | 0.25536 | 0.13035 | 0.14414 | 0.1863 | 0.33069 | 0.21489 | 0.24983 | 0.13491 | 0.119 | 0.022 | 0.081 | 0.0755 | 0.033 | 0.069
2804 | 0.051351 | 0.1211 | 0.57191 | 0.24624 | 0.11546 | 0.18292 | 0.17467 | 0.32733 | 0.21438 | 0.21456 | 0.1327 | 0.014 | 0.001 | 0.014 | 0.0095 | 0.003 | 0.007
2805 | 0.02782 | 0.10153 | 0.62089 | 0.24725 | 0.093031 | 0.2198 | 0.16991 | 0.34847 | 0.22871 | 0.21615 | 0.13042 | 0 | 0 | 0 | 0 | 0 | 0
2806 | 0.005744 | 0.080944 | 0.56069 | 0.20722 | 0.055229 | 0.2076 | 0.16228 | 0.3349 | 0.2178 | 0.2306 | 0.098084 | 0 | 0 | 0 | 0 | 0 | 0
2807 | 0.0002 | 0.063869 | 0.45954 | 0.16176 | 0.025535 | 0.17472 | 0.15947 | 0.31987 | 0.20467 | 0.25728 | 0.066822 | 0 | 0 | 0 | 0 | 0 | 0
2808 | 5.5e-05 | 0.050105 | 0.37682 | 0.13006 | 0.013301 | 0.12762 | 0.15585 | 0.30359 | 0.18743 | 0.27581 | 0.042685 | 0 | 0 | 0 | 0 | 0 | 0
2809 | 0.027828 | 0.041974 | 0.33475 | 0.12384 | 0.008935 | 0.082685 | 0.15019 | 0.28599 | 0.16627 | 0.27325 | 0.023169 | 0 | 0 | 0 | 0 | 0 | 0
2810 | 0.093141 | 0.035015 | 0.34165 | 0.15092 | 0.017968 | 0.042908 | 0.13824 | 0.27974 | 0.13658 | 0.21286 | 0.010811 | 0 | 0 | 0 | 0 | 0 | 0
2811 | 0.15134 | 0.028145 | 0.36545 | 0.18806 | 0.047377 | 0.029239 | 0.12376 | 0.27419 | 0.11632 | 0.15397 | 0.007875 | 0 | 0 | 0 | 0 | 0 | 0
2812 | 0.18938 | 0.022177 | 0.332 | 0.20611 | 0.096956 | 0.042299 | 0.10889 | 0.26592 | 0.11161 | 0.11794 | 0.020283 | 0 | 0 | 0 | 0 | 0 | 0
2813 | 0.2313 | 0.023023 | 0.2828 | 0.22344 | 0.15623 | 0.08247 | 0.090633 | 0.25012 | 0.12148 | 0.10702 | 0.046302 | 0 | 0 | 0 | 0 | 0 | 0
2814 | 0.28345 | 0.033836 | 0.20756 | 0.23638 | 0.21812 | 0.14372 | 0.073973 | 0.23392 | 0.14435 | 0.11767 | 0.082091 | 0.001 | 0.009 | 0 | 0.00175 | 0 | 0.006
2815 | 0.36091 | 0.06195 | 0.16233 | 0.25464 | 0.24069 | 0.17125 | 0.059443 | 0.20235 | 0.14756 | 0.10831 | 0.10834 | 0.048 | 0.068 | 0.035 | 0.045 | 0.002 | 0.095
2816 | 0.41042 | 0.1073 | 0.1099 | 0.24741 | 0.22192 | 0.14368 | 0.057841 | 0.16716 | 0.13363 | 0.10627 | 0.11741 | 0.175 | 0.153 | 0.156 | 0.1705 | 0.114 | 0.237
2817 | 0.40365 | 0.16272 | 0.12091 | 0.26265 | 0.26339 | 0.27173 | 0.061823 | 0.23797 | 0.22189 | 0.20966 | 0.16818 | 0.334 | 0.245 | 0.318 | 0.328 | 0.3 | 0.36
2818 | 0.39296 | 0.21144 | 0.09165 | 0.27922 | 0.35306 | 0.34855 | 0.071107 | 0.27013 | 0.27706 | 0.26488 | 0.22469 | 0.471 | 0.335 | 0.467 | 0.46275 | 0.464 | 0.449
2819 | 0.37355 | 0.24181 | 0.071513 | 0.28789 | 0.41861 | 0.39473 | 0.091187 | 0.28114 | 0.31881 | 0.32169 | 0.27766 | 0.533 | 0.41 | 0.576 | 0.53425 | 0.543 | 0.485
2820 | 0.36349 | 0.25743 | 0.073964 | 0.29605 | 0.4507 | 0.40748 | 0.12062 | 0.28166 | 0.34829 | 0.3882 | 0.31582 | 0.582 | 0.451 | 0.656 | 0.58 | 0.608 | 0.474
2821 | 0.34416 | 0.2662 | 0.09027 | 0.30059 | 0.46733 | 0.3956 | 0.15163 | 0.27093 | 0.36025 | 0.43726 | 0.33719 | 0.607 | 0.463 | 0.692 | 0.60025 | 0.645 | 0.457
2822 | 0.31267 | 0.27462 | 0.10913 | 0.29601 | 0.46623 | 0.36853 | 0.17632 | 0.2523 | 0.35569 | 0.45613 | 0.3458 | 0.612 | 0.449 | 0.687 | 0.608 | 0.64 | 0.493
2823 | 0.27752 | 0.28918 | 0.1185 | 0.28134 | 0.44801 | 0.33396 | 0.19196 | 0.23192 | 0.3396 | 0.44837 | 0.34414 | 0.593 | 0.402 | 0.64 | 0.58975 | 0.649 | 0.477
2824 | 0.25302 | 0.31848 | 0.12913 | 0.26751 | 0.42039 | 0.30069 | 0.19872 | 0.21232 | 0.31511 | 0.41065 | 0.33678 | 0.534 | 0.326 | 0.549 | 0.519 | 0.581 | 0.412
2825 | 0.25169 | 0.35556 | 0.13081 | 0.25516 | 0.38297 | 0.27636 | 0.1917 | 0.19626 | 0.28919 | 0.36454 | 0.31961 | 0.447 | 0.231 | 0.422 | 0.41475 | 0.487 | 0.303
2826 | 0.25554 | 0.38694 | 0.13251 | 0.2352 | 0.31755 | 0.24778 | 0.16476 | 0.17461 | 0.25602 | 0.31983 | 0.28189 | 0.312 | 0.128 | 0.264 | 0.27725 | 0.352 | 0.181
2827 | 0.27135 | 0.40813 | 0.15385 | 0.22152 | 0.23936 | 0.18748 | 0.13084 | 0.13658 | 0.19556 | 0.24263 | 0.21557 | 0.153 | 0.044 | 0.108 | 0.12325 | 0.16 | 0.072
2828 | 0.30335 | 0.41502 | 0.22786 | 0.25151 | 0.22331 | 0.16182 | 0.131 | 0.11166 | 0.164 | 0.20495 | 0.17757 | 0.023 | 0.001 | 0.012 | 0.01375 | 0.015 | 0.005
2829 | 0.34449 | 0.40247 | 0.26509 | 0.28764 | 0.25333 | 0.16219 | 0.14605 | 0.09375 | 0.14809 | 0.15893 | 0.17748 | 0 | 0 | 0 | 0 | 0 | 0
2830 | 0.4099 | 0.38611 | 0.21985 | 0.31133 | 0.30424 | 0.17177 | 0.15125 | 0.077008 | 0.13637 | 0.098333 | 0.19835 | 0 | 0 | 0 | 0 | 0 | 0
2831 | 0.41484 | 0.37734 | 0.16043 | 0.31201 | 0.36078 | 0.1668 | 0.154 | 0.062475 | 0.12971 | 0.056078 | 0.23347 | 0 | 0 | 0 | 0 | 0 | 0
2832 | 0.40368 | 0.37636 | 0.10312 | 0.30251 | 0.40072 | 0.1423 | 0.15063 | 0.05372 | 0.12258 | 0.027102 | 0.2672 | 0 | 0 | 0 | 0 | 0 | 0
2833 | 0.37442 | 0.38021 | 0.060445 | 0.27951 | 0.40367 | 0.11789 | 0.14492 | 0.054638 | 0.11534 | 0.008602 | 0.28022 | 0 | 0 | 0 | 0 | 0 | 0
2834 | 0.35128 | 0.37772 | 0.037458 | 0.26387 | 0.40287 | 0.10877 | 0.13857 | 0.069755 | 0.11547 | 0.000549 | 0.2828 | 0 | 0 | 0 | 0 | 0 | 0
2835 | 0.33841 | 0.36614 | 0.02836 | 0.26038 | 0.41437 | 0.11891 | 0.13059 | 0.097909 | 0.12632 | 0.007234 | 0.28125 | 0 | 0 | 0 | 0 | 0 | 0
2836 | 0.343 | 0.35362 | 0.026469 | 0.26095 | 0.41339 | 0.15546 | 0.12801 | 0.12899 | 0.14856 | 0.035698 | 0.27407 | 0 | 0 | 0 | 0 | 0 | 0
2837 | 0.34213 | 0.34397 | 0.029136 | 0.25467 | 0.39275 | 0.20538 | 0.12496 | 0.15046 | 0.17132 | 0.082894 | 0.24654 | 0 | 0 | 0 | 0 | 0 | 0
2838 | 0.34389 | 0.32569 | 0.039244 | 0.24991 | 0.36659 | 0.25451 | 0.12073 | 0.16045 | 0.19238 | 0.12925 | 0.22531 | 0 | 0.014 | 0 | 0.0005 | 0 | 0.002
2839 | 0.34882 | 0.32433 | 0.067916 | 0.25781 | 0.3567 | 0.23863 | 0.09406 | 0.14822 | 0.1819 | 0.14089 | 0.19985 | 0.04 | 0.111 | 0.026 | 0.03825 | 0.039 | 0.048
2840 | 0.35019 | 0.34463 | 0.099452 | 0.26971 | 0.3595 | 0.17353 | 0.070717 | 0.10622 | 0.13319 | 0.078306 | 0.17472 | 0.117 | 0.262 | 0.108 | 0.12325 | 0.126 | 0.142
2841 | 0.3502 | 0.38417 | 0.11298 | 0.30033 | 0.43782 | 0.17536 | 0.094989 | 0.10041 | 0.14062 | 0.063749 | 0.22295 | 0.202 | 0.407 | 0.226 | 0.2265 | 0.218 | 0.26
2842 | 0.35886 | 0.41288 | 0.15948 | 0.3352 | 0.48725 | 0.24066 | 0.11264 | 0.12983 | 0.19091 | 0.091276 | 0.30187 | 0.28 | 0.524 | 0.359 | 0.3265 | 0.311 | 0.356
2843 | 0.39458 | 0.44784 | 0.23251 | 0.37041 | 0.48414 | 0.31415 | 0.1182 | 0.15898 | 0.22159 | 0.082181 | 0.33103 | 0.356 | 0.601 | 0.473 | 0.4055 | 0.393 | 0.4
2844 | 0.44916 | 0.46908 | 0.31435 | 0.42283 | 0.50499 | 0.37703 | 0.11694 | 0.1855 | 0.25363 | 0.085528 | 0.36648 | 0.432 | 0.633 | 0.555 | 0.46375 | 0.458 | 0.41
2845 | 0.50207 | 0.48009 | 0.42009 | 0.49074 | 0.55007 | 0.40884 | 0.11465 | 0.20204 | 0.27994 | 0.10451 | 0.4044 | 0.443 | 0.621 | 0.579 | 0.47825 | 0.503 | 0.388
2846 | 0.59148 | 0.47338 | 0.5351 | 0.56776 | 0.5767 | 0.41298 | 0.11318 | 0.21304 | 0.29608 | 0.12665 | 0.43164 | 0.389 | 0.563 | 0.557 | 0.45025 | 0.512 | 0.343
2847 | 0.63827 | 0.4395 | 0.62747 | 0.61944 | 0.59258 | 0.39308 | 0.11145 | 0.2203 | 0.29843 | 0.14236 | 0.43798 | 0.317 | 0.465 | 0.505 | 0.394 | 0.478 | 0.276
2848 | 0.61985 | 0.42613 | 0.70475 | 0.64644 | 0.61472 | 0.35175 | 0.10589 | 0.22546 | 0.2848 | 0.14992 | 0.41206 | 0.244 | 0.342 | 0.421 | 0.3085 | 0.371 | 0.198
2849 | 0.61295 | 0.43329 | 0.73539 | 0.64379 | 0.58303 | 0.30746 | 0.094985 | 0.22625 | 0.26487 | 0.15355 | 0.37223 | 0.168 | 0.212 | 0.312 | 0.21375 | 0.235 | 0.14
2850 | 0.59149 | 0.42544 | 0.72363 | 0.61361 | 0.52572 | 0.26372 | 0.080129 | 0.21152 | 0.23314 | 0.13902 | 0.31829 | 0.103 | 0.103 | 0.189 | 0.12125 | 0.111 | 0.082
2851 | 0.55235 | 0.40724 | 0.64173 | 0.55309 | 0.46519 | 0.24487 | 0.089421 | 0.19009 | 0.21034 | 0.13365 | 0.27273 | 0.048 | 0.03 | 0.082 | 0.05125 | 0.04 | 0.035
2852 | 0.50633 | 0.38436 | 0.5451 | 0.48744 | 0.41088 | 0.26646 | 0.12978 | 0.19609 | 0.21869 | 0.15876 | 0.25345 | 0.007 | 0 | 0.011 | 0.006 | 0.003 | 0.003
2853 | 0.47185 | 0.36962 | 0.5451 | 0.46121 | 0.36668 | 0.28865 | 0.17669 | 0.21808 | 0.23198 | 0.17805 | 0.24313 | 0 | 0 | 0 | 0 | 0 | 0
2854 | 0.45839 | 0.33909 | 0.55504 | 0.45481 | 0.35101 | 0.30554 | 0.20544 | 0.23155 | 0.2473 | 0.20974 | 0.24236 | 0 | 0 | 0 | 0 | 0 | 0
2855 | 0.44515 | 0.30294 | 0.56631 | 0.445 | 0.32354 | 0.30177 | 0.21364 | 0.24754 | 0.26161 | 0.26285 | 0.23427 | 0 | 0 | 0 | 0 | 0 | 0
2856 | 0.42566 | 0.25736 | 0.58716 | 0.43626 | 0.29595 | 0.28184 | 0.21253 | 0.25017 | 0.26623 | 0.30785 | 0.22507 | 0 | 0 | 0 | 0 | 0 | 0
2857 | 0.38992 | 0.21901 | 0.61956 | 0.42832 | 0.27548 | 0.26463 | 0.20517 | 0.23737 | 0.25771 | 0.31731 | 0.21151 | 0 | 0 | 0 | 0 | 0 | 0
2858 | 0.33266 | 0.19004 | 0.66931 | 0.42846 | 0.28342 | 0.24694 | 0.19486 | 0.22336 | 0.24284 | 0.29881 | 0.20225 | 0 | 0 | 0 | 0 | 0 | 0
2859 | 0.3046 | 0.16437 | 0.68617 | 0.43017 | 0.29972 | 0.23879 | 0.17995 | 0.21382 | 0.23413 | 0.27858 | 0.20534 | 0 | 0 | 0 | 0 | 0 | 0
2860 | 0.3157 | 0.14344 | 0.68971 | 0.43699 | 0.30554 | 0.22332 | 0.16289 | 0.20447 | 0.21927 | 0.24417 | 0.20512 | 0 | 0 | 0 | 0 | 0 | 0
2861 | 0.28436 | 0.13731 | 0.76758 | 0.44802 | 0.29214 | 0.1942 | 0.14743 | 0.19202 | 0.19181 | 0.18198 | 0.19903 | 0 | 0 | 0 | 0 | 0 | 0
2862 | 0.25002 | 0.14433 | 0.76372 | 0.43146 | 0.28064 | 0.17375 | 0.12984 | 0.18003 | 0.1654 | 0.10859 | 0.19924 | 0 | 0.008 | 0 | 0.0005 | 0 | 0.002
2863 | 0.24858 | 0.16 | 0.72255 | 0.41838 | 0.28401 | 0.14235 | 0.089143 | 0.15837 | 0.13976 | 0.075261 | 0.18307 | 0.035 | 0.064 | 0.034 | 0.036 | 0.017 | 0.058
2864 | 0.27296 | 0.1753 | 0.67418 | 0.41504 | 0.29797 | 0.14165 | 0.084464 | 0.12787 | 0.14156 | 0.10476 | 0.19198 | 0.114 | 0.158 | 0.127 | 0.11875 | 0.045 | 0.189
2865 | 0.32112 | 0.20876 | 0.64811 | 0.44419 | 0.36333 | 0.16695 | 0.11229 | 0.14831 | 0.18486 | 0.18686 | 0.23731 | 0.212 | 0.283 | 0.233 | 0.217 | 0.06 | 0.363
2866 | 0.35831 | 0.26202 | 0.66685 | 0.49126 | 0.4486 | 0.18172 | 0.13942 | 0.19604 | 0.25105 | 0.33787 | 0.28858 | 0.308 | 0.389 | 0.325 | 0.30375 | 0.128 | 0.454
2867 | 0.37202 | 0.30304 | 0.68617 | 0.52078 | 0.50414 | 0.19456 | 0.1631 | 0.23871 | 0.30722 | 0.4808 | 0.31481 | 0.379 | 0.44 | 0.401 | 0.38975 | 0.258 | 0.521
2868 | 0.36895 | 0.3224 | 0.71927 | 0.5371 | 0.52309 | 0.21298 | 0.18148 | 0.26721 | 0.35101 | 0.6075 | 0.31633 | 0.401 | 0.465 | 0.455 | 0.441 | 0.349 | 0.559
2869 | 0.34965 | 0.31442 | 0.76079 | 0.54589 | 0.52723 | 0.2315 | 0.19386 | 0.28316 | 0.37961 | 0.69455 | 0.30921 | 0.404 | 0.454 | 0.471 | 0.449 | 0.348 | 0.573
2870 | 0.33174 | 0.28152 | 0.8211 | 0.55532 | 0.51311 | 0.24226 | 0.19438 | 0.29247 | 0.38421 | 0.7097 | 0.2924 | 0.384 | 0.406 | 0.45 | 0.41825 | 0.304 | 0.535
2871 | 0.31521 | 0.24857 | 0.83453 | 0.54608 | 0.48852 | 0.24998 | 0.18156 | 0.29741 | 0.38108 | 0.70141 | 0.27554 | 0.375 | 0.344 | 0.404 | 0.37975 | 0.256 | 0.484
2872 | 0.30078 | 0.21841 | 0.82941 | 0.52783 | 0.4533 | 0.24384 | 0.15707 | 0.28388 | 0.36105 | 0.65417 | 0.26231 | 0.32 | 0.27 | 0.326 | 0.3185 | 0.219 | 0.409
2873 | 0.26671 | 0.1965 | 0.83015 | 0.5008 | 0.40553 | 0.21627 | 0.12355 | 0.24273 | 0.31621 | 0.55593 | 0.24992 | 0.264 | 0.18 | 0.235 | 0.23475 | 0.142 | 0.298
2874 | 0.20237 | 0.18382 | 0.64556 | 0.39447 | 0.33548 | 0.1613 | 0.080079 | 0.18489 | 0.24207 | 0.39867 | 0.22341 | 0.184 | 0.096 | 0.14 | 0.145 | 0.08 | 0.176
2875 | 0.14261 | 0.18809 | 0.29839 | 0.23211 | 0.25533 | 0.11353 | 0.053817 | 0.15242 | 0.17641 | 0.26906 | 0.17064 | 0.114 | 0.031 | 0.055 | 0.0705 | 0.041 | 0.072
2876 | 0.087152 | 0.20083 | 0.15109 | 0.14995 | 0.21161 | 0.10383 | 0.056033 | 0.13746 | 0.15342 | 0.23599 | 0.13641 | 0.022 | 0.001 | 0.006 | 0.00925 | 0.003 | 0.006
2877 | 0.061878 | 0.21446 | 0.15293 | 0.13767 | 0.19821 | 0.081284 | 0.069235 | 0.12788 | 0.13422 | 0.20192 | 0.12581 | 0 | 0 | 0 | 0 | 0 | 0
2878 | 0.078329 | 0.21949 | 0.21646 | 0.16523 | 0.2009 | 0.059309 | 0.079714 | 0.12201 | 0.1139 | 0.14762 | 0.12665 | 0 | 0 | 0 | 0 | 0 | 0
2879 | 0.11832 | 0.2131 | 0.25034 | 0.19693 | 0.22214 | 0.049581 | 0.093863 | 0.11969 | 0.10608 | 0.11357 | 0.14147 | 0 | 0 | 0 | 0 | 0 | 0
2880 | 0.13907 | 0.19768 | 0.29185 | 0.22774 | 0.25231 | 0.040923 | 0.10842 | 0.11912 | 0.098825 | 0.076117 | 0.15914 | 0 | 0 | 0 | 0 | 0 | 0
2881 | 0.11476 | 0.18171 | 0.30766 | 0.23575 | 0.28482 | 0.03457 | 0.11543 | 0.12518 | 0.09505 | 0.044527 | 0.17592 | 0 | 0 | 0 | 0 | 0 | 0
2882 | 0.092384 | 0.16846 | 0.3375 | 0.24313 | 0.29949 | 0.032969 | 0.11337 | 0.15057 | 0.097418 | 0.019149 | 0.18699 | 0 | 0 | 0 | 0 | 0 | 0
2883 | 0.090464 | 0.1614 | 0.64684 | 0.34547 | 0.29912 | 0.04308 | 0.10835 | 0.18678 | 0.10624 | 0.003596 | 0.19151 | 0 | 0 | 0 | 0 | 0 | 0
2884 | 0.10288 | 0.16234 | 0.89631 | 0.4303 | 0.2917 | 0.067225 | 0.098468 | 0.22087 | 0.11935 | 0.000515 | 0.18879 | 0 | 0 | 0 | 0 | 0 | 0
2885 | 0.12102 | 0.17117 | 0.9251 | 0.44337 | 0.28397 | 0.082283 | 0.082646 | 0.24057 | 0.12757 | 0.006541 | 0.18086 | 0 | 0 | 0 | 0 | 0 | 0
2886 | 0.15102 | 0.18272 | 0.92019 | 0.44594 | 0.2666 | 0.084977 | 0.065941 | 0.25055 | 0.13067 | 0.013597 | 0.17355 | 0 | 0.007 | 0 | 0.0015 | 0 | 0.006
2887 | 0.18356 | 0.18818 | 0.95226 | 0.45385 | 0.22573 | 0.081545 | 0.048779 | 0.26571 | 0.12957 | 0.026806 | 0.14421 | 0.025 | 0.055 | 0.007 | 0.03325 | 0.016 | 0.085
2888 | 0.19905 | 0.18057 | 0.92729 | 0.43999 | 0.19364 | 0.072957 | 0.052681 | 0.27205 | 0.13182 | 0.050968 | 0.1313 | 0.079 | 0.153 | 0.034 | 0.09375 | 0.051 | 0.211
2889 | 0.1957 | 0.15199 | 0.90736 | 0.41592 | 0.14469 | 0.090451 | 0.057388 | 0.28854 | 0.14251 | 0.083148 | 0.1079 | 0.16 | 0.273 | 0.078 | 0.17175 | 0.12 | 0.329
2890 | 0.18474 | 0.12217 | 0.8919 | 0.392 | 0.099375 | 0.10041 | 0.055038 | 0.30713 | 0.15007 | 0.11226 | 0.080474 | 0.251 | 0.354 | 0.126 | 0.2525 | 0.219 | 0.414
2891 | 0.1554 | 0.096155 | 0.84022 | 0.35622 | 0.073037 | 0.093069 | 0.055116 | 0.3143 | 0.14894 | 0.12783 | 0.060557 | 0.316 | 0.412 | 0.174 | 0.3115 | 0.284 | 0.472
2892 | 0.12843 | 0.071044 | 0.84437 | 0.34264 | 0.055102 | 0.076564 | 0.058181 | 0.33733 | 0.14576 | 0.12462 | 0.044522 | 0.351 | 0.444 | 0.228 | 0.353 | 0.33 | 0.503
2893 | 0.12728 | 0.055885 | 0.8381 | 0.33917 | 0.052114 | 0.077095 | 0.059857 | 0.34796 | 0.15166 | 0.1418 | 0.039783 | 0.375 | 0.451 | 0.258 | 0.357 | 0.29 | 0.505
2894 | 0.13864 | 0.051023 | 0.75085 | 0.31942 | 0.068781 | 0.073136 | 0.05943 | 0.32797 | 0.14785 | 0.14368 | 0.04661 | 0.428 | 0.427 | 0.249 | 0.37025 | 0.332 | 0.472
2895 | 0.16585 | 0.054782 | 0.64429 | 0.29934 | 0.087876 | 0.069491 | 0.056868 | 0.29009 | 0.13675 | 0.12943 | 0.05801 | 0.401 | 0.38 | 0.223 | 0.333 | 0.291 | 0.417
2896 | 0.18166 | 0.06046 | 0.67901 | 0.32126 | 0.1031 | 0.060144 | 0.051778 | 0.26382 | 0.12278 | 0.098186 | 0.06896 | 0.361 | 0.299 | 0.179 | 0.27575 | 0.23 | 0.333
2897 | 0.19537 | 0.064952 | 0.79836 | 0.37056 | 0.11795 | 0.064371 | 0.047369 | 0.24554 | 0.12019 | 0.091054 | 0.079807 | 0.27 | 0.208 | 0.135 | 0.19475 | 0.147 | 0.227
2898 | 0.22185 | 0.067479 | 0.88785 | 0.41489 | 0.13498 | 0.076132 | 0.042563 | 0.23288 | 0.12716 | 0.10322 | 0.096398 | 0.191 | 0.119 | 0.091 | 0.126 | 0.073 | 0.149
2899 | 0.24233 | 0.066791 | 0.8842 | 0.42531 | 0.14939 | 0.091847 | 0.040056 | 0.2252 | 0.13016 | 0.08676 | 0.11683 | 0.086 | 0.043 | 0.042 | 0.05825 | 0.035 | 0.07
2900 | 0.2538 | 0.0646 | 0.80509 | 0.40733 | 0.16309 | 0.14137 | 0.052502 | 0.23416 | 0.15063 | 0.084307 | 0.14268 | 0.014 | 0.003 | 0.007 | 0.00725 | 0.002 | 0.006
2901 | 0.25742 | 0.059038 | 0.76372 | 0.39783 | 0.17235 | 0.19751 | 0.064628 | 0.24349 | 0.16731 | 0.070315 | 0.15793 | 0 | 0 | 0 | 0 | 0 | 0
2902 | 0.2409 | 0.052666 | 0.73434 | 0.3766 | 0.15455 | 0.21645 | 0.064649 | 0.22949 | 0.16126 | 0.053506 | 0.14558 | 0 | 0 | 0 | 0 | 0 | 0
2903 | 0.23312 | 0.053472 | 0.66685 | 0.34471 | 0.13416 | 0.21077 | 0.061433 | 0.21552 | 0.1496 | 0.039592 | 0.13254 | 0 | 0 | 0 | 0 | 0 | 0
2904 | 0.21807 | 0.06026 | 0.53796 | 0.29158 | 0.11871 | 0.20891 | 0.055948 | 0.19052 | 0.13875 | 0.031764 | 0.12383 | 0 | 0 | 0 | 0 | 0 | 0
2905 | 0.15847 | 0.068319 | 0.45807 | 0.23875 | 0.099719 | 0.18247 | 0.047413 | 0.15447 | 0.11729 | 0.024782 | 0.10742 | 0 | 0 | 0 | 0 | 0 | 0
2906 | 0.11467 | 0.07443 | 0.42591 | 0.20247 | 0.066836 | 0.13879 | 0.037297 | 0.13312 | 0.090437 | 0.009968 | 0.079868 | 0 | 0 | 0 | 0 | 0 | 0
2907 | 0.096199 | 0.078129 | 0.37539 | 0.17047 | 0.039822 | 0.12554 | 0.028542 | 0.11993 | 0.077144 | 0.004853 | 0.058252 | 0 | 0 | 0 | 0 | 0 | 0
2908 | 0.07788 | 0.079435 | 0.36263 | 0.15494 | 0.024311 | 0.11469 | 0.024467 | 0.10932 | 0.068088 | 0.004662 | 0.04368 | 0 | 0 | 0 | 0 | 0 | 0
2909 | 0.066278 | 0.080054 | 0.30766 | 0.12908 | 0.013291 | 0.09477 | 0.023933 | 0.095514 | 0.056003 | 0.002177 | 0.03155 | 0 | 0 | 0 | 0 | 0 | 0
2910 | 0.063758 | 0.080505 | 0.26136 | 0.1112 | 0.008472 | 0.084112 | 0.02324 | 0.084464 | 0.049119 | 0.000833 | 0.027066 | 0.001 | 0.019 | 0 | 0.0025 | 0 | 0.009
2911 | 0.063329 | 0.078525 | 0.24313 | 0.1041 | 0.005834 | 0.055849 | 0.012683 | 0.078461 | 0.039466 | 0.002156 | 0.021399 | 0.056 | 0.109 | 0.019 | 0.05125 | 0.027 | 0.103
2912 | 0.063513 | 0.072953 | 0.25399 | 0.10614 | 0.000911 | 0.036801 | 0.014493 | 0.065171 | 0.030066 | 0.005239 | 0.013054 | 0.167 | 0.248 | 0.08 | 0.16225 | 0.137 | 0.265
2913 | 0.06021 | 0.06537 | 0.28796 | 0.11606 | 2.1e-05 | 0.030265 | 0.018351 | 0.061079 | 0.027506 | 0.00977 | 0.008911 | 0.287 | 0.39 | 0.162 | 0.285 | 0.265 | 0.426
2914 | 0.065509 | 0.05885 | 0.39546 | 0.15366 | 2.3e-05 | 0.027126 | 0.019295 | 0.073764 | 0.030424 | 0.015874 | 0.004932 | 0.39 | 0.494 | 0.24 | 0.3915 | 0.38 | 0.556
2915 | 0.067046 | 0.053789 | 0.51205 | 0.19304 | 2e-05 | 0.028155 | 0.021917 | 0.094541 | 0.036429 | 0.019232 | 0.003787 | 0.474 | 0.569 | 0.297 | 0.469 | 0.457 | 0.648
2916 | 0.067461 | 0.048539 | 0.63008 | 0.23252 | 1.1e-05 | 0.029187 | 0.024585 | 0.11719 | 0.042116 | 0.019062 | 0.003028 | 0.497 | 0.607 | 0.326 | 0.49775 | 0.48 | 0.688
2917 | 0.068695 | 0.04507 | 0.70475 | 0.25782 | 6e-06 | 0.028686 | 0.025601 | 0.13966 | 0.047647 | 0.019806 | 0.002438 | 0.459 | 0.609 | 0.319 | 0.46825 | 0.4 | 0.695
2918 | 0.073211 | 0.044421 | 0.85435 | 0.3099 | 0.002136 | 0.031301 | 0.025284 | 0.15929 | 0.053496 | 0.020808 | 0.002588 | 0.37 | 0.566 | 0.299 | 0.407 | 0.293 | 0.666
2919 | 0.073498 | 0.044494 | 0.92399 | 0.3368 | 0.012902 | 0.038614 | 0.024189 | 0.17205 | 0.060175 | 0.026535 | 0.003504 | 0.285 | 0.488 | 0.263 | 0.33675 | 0.219 | 0.58
2920 | 0.083287 | 0.042788 | 0.95401 | 0.35422 | 0.02537 | 0.047551 | 0.020581 | 0.18212 | 0.067337 | 0.03385 | 0.005827 | 0.201 | 0.386 | 0.212 | 0.252 | 0.15 | 0.445
2921 | 0.11226 | 0.036718 | 0.96386 | 0.37597 | 0.05179 | 0.056329 | 0.015039 | 0.19231 | 0.075571 | 0.041726 | 0.011916 | 0.133 | 0.268 | 0.151 | 0.16725 | 0.094 | 0.291
2922 | 0.1481 | 0.027379 | 0.95737 | 0.39934 | 0.092561 | 0.067304 | 0.010035 | 0.1996 | 0.086521 | 0.050026 | 0.029155 | 0.077 | 0.151 | 0.087 | 0.09725 | 0.068 | 0.157
2923 | 0.19692 | 0.020725 | 0.95018 | 0.43712 | 0.16425 | 0.093657 | 0.009589 | 0.2261 | 0.11434 | 0.074978 | 0.062632 | 0.034 | 0.054 | 0.034 | 0.03725 | 0.022 | 0.059
2924 | 0.23302 | 0.018458 | 0.93963 | 0.48446 | 0.28073 | 0.14385 | 0.023075 | 0.26744 | 0.16557 | 0.12026 | 0.13071 | 0.004 | 0.004 | 0.004 | 0.00375 | 0.001 | 0.006
2925 | 0.25872 | 0.018407 | 0.91418 | 0.52206 | 0.39329 | 0.18607 | 0.047073 | 0.29277 | 0.21516 | 0.17098 | 0.21082 | 0 | 0 | 0 | 0 | 0 | 0
2926 | 0.26104 | 0.020418 | 0.88989 | 0.52917 | 0.43657 | 0.19903 | 0.066185 | 0.29266 | 0.23213 | 0.19184 | 0.24497 | 0 | 0 | 0 | 0 | 0 | 0
2927 | 0.27458 | 0.023302 | 0.89775 | 0.53874 | 0.4439 | 0.1955 | 0.077653 | 0.30143 | 0.23773 | 0.20434 | 0.24966 | 0 | 0 | 0 | 0 | 0 | 0
2928 | 0.3067 | 0.02882 | 0.91743 | 0.56617 | 0.47439 | 0.21916 | 0.085415 | 0.30687 | 0.24779 | 0.19419 | 0.27095 | 0 | 0 | 0 | 0 | 0 | 0
2929 | 0.2827 | 0.046314 | 0.91743 | 0.56186 | 0.48544 | 0.24582 | 0.096948 | 0.31766 | 0.26806 | 0.21784 | 0.29093 | 0 | 0 | 0 | 0 | 0 | 0
2930 | 0.27674 | 0.070149 | 0.89964 | 0.54078 | 0.44595 | 0.25193 | 0.1129 | 0.32755 | 0.27334 | 0.23699 | 0.2769 | 0 | 0 | 0 | 0 | 0 | 0
2931 | 0.27434 | 0.091686 | 0.8842 | 0.53858 | 0.45718 | 0.25216 | 0.1256 | 0.33359 | 0.27751 | 0.24499 | 0.27932 | 0 | 0 | 0 | 0 | 0 | 0
2932 | 0.26972 | 0.13454 | 0.8987 | 0.52999 | 0.42154 | 0.24286 | 0.13583 | 0.33206 | 0.26757 | 0.22501 | 0.27034 | 0 | 0 | 0 | 0 | 0 | 0
2933 | 0.31126 | 0.18849 | 0.90997 | 0.53992 | 0.39852 | 0.23731 | 0.14199 | 0.33331 | 0.25725 | 0.19375 | 0.26464 | 0 | 0 | 0 | 0 | 0 | 0
2934 | 0.3424 | 0.24103 | 0.93419 | 0.55633 | 0.3924 | 0.23899 | 0.13605 | 0.33941 | 0.25563 | 0.18499 | 0.25914 | 0 | 0.017 | 0 | 0.002 | 0 | 0.008
2935 | 0.36936 | 0.2976 | 0.93419 | 0.5482 | 0.34104 | 0.20217 | 0.082204 | 0.33731 | 0.22834 | 0.1555 | 0.21839 | 0.015 | 0.086 | 0.013 | 0.028 | 0.008 | 0.076
2936 | 0.38425 | 0.35363 | 0.9078 | 0.52922 | 0.29561 | 0.17261 | 0.061523 | 0.32219 | 0.20035 | 0.11942 | 0.18719 | 0.045 | 0.181 | 0.061 | 0.078 | 0.026 | 0.18
2937 | 0.36927 | 0.39347 | 0.87264 | 0.52258 | 0.32585 | 0.18053 | 0.12149 | 0.30114 | 0.20308 | 0.11217 | 0.21851 | 0.092 | 0.276 | 0.137 | 0.14225 | 0.048 | 0.292
2938 | 0.36344 | 0.44464 | 0.89289 | 0.54761 | 0.38648 | 0.22171 | 0.16471 | 0.36549 | 0.24687 | 0.12397 | 0.2763 | 0.155 | 0.347 | 0.225 | 0.21 | 0.08 | 0.38
2939 | 0.37081 | 0.47603 | 0.90196 | 0.58591 | 0.48497 | 0.30157 | 0.19703 | 0.43999 | 0.32297 | 0.20625 | 0.34408 | 0.209 | 0.397 | 0.307 | 0.26175 | 0.122 | 0.409
2940 | 0.42248 | 0.49462 | 0.91039 | 0.62467 | 0.54112 | 0.36012 | 0.22646 | 0.47823 | 0.37389 | 0.26907 | 0.38812 | 0.233 | 0.423 | 0.373 | 0.293 | 0.187 | 0.379
2941 | 0.49595 | 0.54166 | 0.90997 | 0.65113 | 0.54746 | 0.4029 | 0.24909 | 0.49619 | 0.39688 | 0.28319 | 0.40522 | 0.201 | 0.421 | 0.41 | 0.2735 | 0.191 | 0.292
2942 | 0.63228 | 0.57366 | 0.90736 | 0.68816 | 0.52484 | 0.41556 | 0.26722 | 0.51341 | 0.41745 | 0.3508 | 0.39004 | 0.168 | 0.396 | 0.427 | 0.2345 | 0.15 | 0.193
2943 | 0.65154 | 0.60227 | 0.90011 | 0.68877 | 0.51466 | 0.42366 | 0.27817 | 0.51455 | 0.42397 | 0.40247 | 0.3552 | 0.167 | 0.328 | 0.414 | 0.2125 | 0.148 | 0.121
2944 | 0.60563 | 0.64743 | 0.89631 | 0.69322 | 0.57771 | 0.40573 | 0.27661 | 0.51292 | 0.43328 | 0.47471 | 0.33978 | 0.156 | 0.228 | 0.375 | 0.20275 | 0.201 | 0.079
2945 | 0.63973 | 0.68145 | 0.89388 | 0.71338 | 0.60653 | 0.4132 | 0.27427 | 0.50943 | 0.43676 | 0.47253 | 0.35189 | 0.193 | 0.135 | 0.298 | 0.1945 | 0.228 | 0.059
2946 | 0.67574 | 0.70363 | 0.87771 | 0.72572 | 0.6237 | 0.43853 | 0.2764 | 0.44761 | 0.42206 | 0.40305 | 0.39905 | 0.207 | 0.07 | 0.191 | 0.15625 | 0.164 | 0.063
2947 | 0.67441 | 0.71111 | 0.80259 | 0.69938 | 0.62114 | 0.42031 | 0.294 | 0.38161 | 0.39829 | 0.36845 | 0.4228 | 0.137 | 0.024 | 0.084 | 0.0925 | 0.089 | 0.06
2948 | 0.67098 | 0.71449 | 0.69902 | 0.6732 | 0.64961 | 0.41233 | 0.32315 | 0.35752 | 0.41187 | 0.42689 | 0.45073 | 0.027 | 0.001 | 0.014 | 0.01675 | 0.015 | 0.011
2949 | 0.66013 | 0.70083 | 0.68854 | 0.676 | 0.67933 | 0.38226 | 0.32872 | 0.35267 | 0.42033 | 0.47076 | 0.47561 | 0 | 0 | 0 | 0 | 0 | 0
2950 | 0.5902 | 0.65516 | 0.63916 | 0.64242 | 0.69791 | 0.31755 | 0.31721 | 0.32193 | 0.38787 | 0.43244 | 0.47958 | 0 | 0 | 0 | 0 | 0 | 0
2951 | 0.51578 | 0.65135 | 0.64938 | 0.62882 | 0.7213 | 0.28996 | 0.31215 | 0.31622 | 0.36936 | 0.38029 | 0.49096 | 0 | 0 | 0 | 0 | 0 | 0
2952 | 0.49379 | 0.66672 | 0.6519 | 0.621 | 0.7173 | 0.30359 | 0.30158 | 0.30741 | 0.37007 | 0.37604 | 0.49322 | 0 | 0 | 0 | 0 | 0 | 0
2953 | 0.52155 | 0.65458 | 0.60487 | 0.5984 | 0.66877 | 0.31945 | 0.29717 | 0.2901 | 0.34425 | 0.30411 | 0.46335 | 0 | 0 | 0 | 0 | 0 | 0
2954 | 0.59415 | 0.63953 | 0.55362 | 0.59474 | 0.63644 | 0.34797 | 0.2908 | 0.26866 | 0.33102 | 0.26859 | 0.43887 | 0 | 0 | 0 | 0 | 0 | 0
2955 | 0.56385 | 0.60868 | 0.4844 | 0.55845 | 0.62709 | 0.35588 | 0.28217 | 0.2436 | 0.31681 | 0.2526 | 0.41515 | 0 | 0 | 0 | 0 | 0 | 0
2956 | 0.55799 | 0.56724 | 0.423 | 0.53975 | 0.63827 | 0.32696 | 0.26284 | 0.22105 | 0.29407 | 0.23333 | 0.39496 | 0 | 0 | 0 | 0 | 0 | 0
2957 | 0.64987 | 0.52736 | 0.31839 | 0.54162 | 0.6566 | 0.29395 | 0.24985 | 0.19406 | 0.27076 | 0.20452 | 0.39052 | 0 | 0 | 0 | 0 | 0 | 0
2958 | 0.62859 | 0.48494 | 0.23134 | 0.51066 | 0.67205 | 0.27042 | 0.21986 | 0.16981 | 0.24771 | 0.16912 | 0.38147 | 0.001 | 0.015 | 0 | 0.002 | 0 | 0.007
2959 | 0.56581 | 0.49062 | 0.19461 | 0.45505 | 0.60474 | 0.22645 | 0.16157 | 0.13441 | 0.20651 | 0.13036 | 0.33483 | 0.037 | 0.082 | 0.026 | 0.042 | 0.035 | 0.07
2960 | 0.52898 | 0.48597 | 0.15478 | 0.42127 | 0.58005 | 0.1903 | 0.16171 | 0.10158 | 0.18858 | 0.10525 | 0.35719 | 0.128 | 0.186 | 0.101 | 0.137 | 0.13 | 0.189
2961 | 0.53258 | 0.53763 | 0.21759 | 0.44671 | 0.58997 | 0.25658 | 0.21153 | 0.11157 | 0.24357 | 0.16084 | 0.44529 | 0.286 | 0.318 | 0.202 | 0.28025 | 0.283 | 0.35
2962 | 0.49171 | 0.56864 | 0.34443 | 0.47622 | 0.59252 | 0.25546 | 0.24315 | 0.11769 | 0.25741 | 0.20631 | 0.45017 | 0.46 | 0.449 | 0.314 | 0.42975 | 0.454 | 0.491
2963 | 0.38435 | 0.54217 | 0.40268 | 0.44561 | 0.54981 | 0.20868 | 0.25453 | 0.13728 | 0.23572 | 0.18866 | 0.40823 | 0.575 | 0.541 | 0.423 | 0.54625 | 0.593 | 0.594
2964 | 0.29462 | 0.45966 | 0.49316 | 0.42006 | 0.4724 | 0.17249 | 0.24566 | 0.16526 | 0.21388 | 0.17411 | 0.34366 | 0.63 | 0.597 | 0.498 | 0.60725 | 0.684 | 0.617
2965 | 0.19323 | 0.39029 | 0.57191 | 0.38952 | 0.40341 | 0.14443 | 0.22551 | 0.19942 | 0.20102 | 0.17565 | 0.28457 | 0.646 | 0.608 | 0.51 | 0.624 | 0.714 | 0.626
2966 | 0.10613 | 0.35028 | 0.56631 | 0.32815 | 0.31201 | 0.12311 | 0.19443 | 0.23262 | 0.18665 | 0.16496 | 0.22589 | 0.667 | 0.579 | 0.486 | 0.616 | 0.707 | 0.604
2967 | 0.050916 | 0.29434 | 0.50625 | 0.25715 | 0.21429 | 0.11746 | 0.15319 | 0.26228 | 0.17593 | 0.15997 | 0.164 | 0.628 | 0.507 | 0.425 | 0.564 | 0.653 | 0.55
2968 | 0.014397 | 0.21771 | 0.59946 | 0.24759 | 0.12893 | 0.11482 | 0.10887 | 0.28757 | 0.16669 | 0.15349 | 0.1109 | 0.504 | 0.4 | 0.322 | 0.42675 | 0.422 | 0.459
2969 | 0.008553 | 0.13866 | 0.79579 | 0.28414 | 0.048067 | 0.11085 | 0.062499 | 0.30575 | 0.15723 | 0.15154 | 0.060782 | 0.39 | 0.268 | 0.21 | 0.288 | 0.21 | 0.342
2970 | 0.041475 | 0.072661 | 0.93485 | 0.32711 | 0.005011 | 0.10753 | 0.024179 | 0.32727 | 0.15279 | 0.15046 | 0.025916 | 0.202 | 0.148 | 0.115 | 0.16275 | 0.129 | 0.205
2971 | 0.14687 | 0.026577 | 0.93583 | 0.36444 | 0.010629 | 0.13836 | 0.010428 | 0.40638 | 0.19221 | 0.20126 | 0.022837 | 0.052 | 0.057 | 0.047 | 0.057 | 0.055 | 0.074
2972 | 0.27107 | 0.009001 | 0.90379 | 0.42812 | 0.10951 | 0.25744 | 0.021588 | 0.50651 | 0.2947 | 0.33959 | 0.075256 | 0.003 | 0.004 | 0.007 | 0.00575 | 0.006 | 0.007
2973 | 0.34202 | 0.007601 | 0.84437 | 0.50247 | 0.32101 | 0.38344 | 0.059472 | 0.55624 | 0.3963 | 0.45004 | 0.19548 | 0 | 0 | 0 | 0 | 0 | 0
2974 | 0.44731 | 0.03981 | 0.67901 | 0.53438 | 0.47681 | 0.47448 | 0.13474 | 0.56916 | 0.48154 | 0.57741 | 0.30513 | 0 | 0 | 0 | 0 | 0 | 0
2975 | 0.60755 | 0.10523 | 0.5351 | 0.55664 | 0.52726 | 0.50267 | 0.21912 | 0.55795 | 0.51222 | 0.62976 | 0.3585 | 0 | 0 | 0 | 0 | 0 | 0
2976 | 0.64513 | 0.19098 | 0.45807 | 0.56556 | 0.59346 | 0.51631 | 0.2917 | 0.51912 | 0.53077 | 0.68947 | 0.39817 | 0 | 0 | 0 | 0 | 0 | 0
2977 | 0.5374 | 0.29932 | 0.67297 | 0.62543 | 0.66592 | 0.51893 | 0.33184 | 0.50713 | 0.54476 | 0.71131 | 0.44166 | 0 | 0 | 0 | 0 | 0 | 0
2978 | 0.45954 | 0.43432 | 0.72902 | 0.63387 | 0.71305 | 0.49547 | 0.35295 | 0.49475 | 0.51508 | 0.62136 | 0.44873 | 0 | 0 | 0 | 0 | 0 | 0
2979 | 0.52911 | 0.57573 | 0.72902 | 0.62782 | 0.62533 | 0.49757 | 0.3678 | 0.51702 | 0.50545 | 0.54178 | 0.46543 | 0 | 0 | 0 | 0 | 0 | 0
2980 | 0.4929 | 0.69002 | 0.80175 | 0.62426 | 0.57815 | 0.46251 | 0.37113 | 0.55773 | 0.5043 | 0.52443 | 0.47254 | 0 | 0 | 0 | 0 | 0 | 0
2981 | 0.52809 | 0.78435 | 0.87991 | 0.67156 | 0.60668 | 0.48781 | 0.37921 | 0.56897 | 0.52803 | 0.57996 | 0.47538 | 0 | 0 | 0 | 0 | 0 | 0
2982 | 0.57009 | 0.82935 | 0.92547 | 0.69937 | 0.60255 | 0.5401 | 0.37826 | 0.59098 | 0.56921 | 0.6944 | 0.45137 | 0.001 | 0.009 | 0 | 0.00225 | 0.001 | 0.007
2983 | 0.6392 | 0.82473 | 0.96346 | 0.73086 | 0.58991 | 0.58589 | 0.34482 | 0.5989 | 0.54672 | 0.56592 | 0.43617 | 0.035 | 0.063 | 0.033 | 0.04175 | 0.023 | 0.076
2984 | 0.68866 | 0.8047 | 0.94638 | 0.74723 | 0.60665 | 0.61837 | 0.3047 | 0.60049 | 0.54811 | 0.54423 | 0.42936 | 0.142 | 0.144 | 0.126 | 0.12725 | 0.088 | 0.153
2985 | 0.76731 | 0.78456 | 0.95829 | 0.80693 | 0.69518 | 0.71936 | 0.35447 | 0.66594 | 0.64313 | 0.63178 | 0.55544 | 0.281 | 0.229 | 0.249 | 0.2495 | 0.229 | 0.239
2986 | 0.80039 | 0.7869 | 0.96734 | 0.83755 | 0.74493 | 0.81449 | 0.39639 | 0.74506 | 0.73216 | 0.71398 | 0.65512 | 0.425 | 0.304 | 0.372 | 0.38075 | 0.342 | 0.384
2987 | 0.87724 | 0.77706 | 0.95401 | 0.90059 | 0.87051 | 0.89548 | 0.42608 | 0.76673 | 0.81029 | 0.81687 | 0.76206 | 0.542 | 0.376 | 0.465 | 0.51625 | 0.534 | 0.524
2988 | 0.92606 | 0.72052 | 0.94085 | 0.9251 | 0.90841 | 0.92178 | 0.45398 | 0.75947 | 0.85301 | 0.90215 | 0.82863 | 0.589 | 0.439 | 0.519 | 0.587 | 0.647 | 0.593
2989 | 0.93027 | 0.72224 | 0.94382 | 0.93358 | 0.92665 | 0.92334 | 0.48274 | 0.74313 | 0.86522 | 0.93473 | 0.85969 | 0.605 | 0.472 | 0.538 | 0.58825 | 0.671 | 0.539
2990 | 0.93731 | 0.79928 | 0.95571 | 0.94527 | 0.94278 | 0.90737 | 0.50584 | 0.7185 | 0.85983 | 0.93799 | 0.87545 | 0.582 | 0.46 | 0.54 | 0.56325 | 0.66 | 0.471
2991 | 0.9338 | 0.83777 | 0.96621 | 0.95019 | 0.95055 | 0.87393 | 0.51993 | 0.68697 | 0.84062 | 0.92072 | 0.88086 | 0.585 | 0.41 | 0.511 | 0.5295 | 0.555 | 0.467
2992 | 0.93254 | 0.83003 | 0.97265 | 0.95133 | 0.9488 | 0.82745 | 0.52532 | 0.65251 | 0.80808 | 0.87616 | 0.87621 | 0.563 | 0.321 | 0.458 | 0.479 | 0.46 | 0.435
2993 | 0.90243 | 0.81717 | 0.97478 | 0.9409 | 0.94549 | 0.76015 | 0.52986 | 0.62036 | 0.75592 | 0.78173 | 0.86142 | 0.471 | 0.217 | 0.363 | 0.398 | 0.416 | 0.342
2994 | 0.82957 | 0.83284 | 0.97035 | 0.90993 | 0.92986 | 0.64809 | 0.51422 | 0.58109 | 0.67501 | 0.65858 | 0.8123 | 0.329 | 0.115 | 0.24 | 0.26575 | 0.272 | 0.222
2995 | 0.7418 | 0.8391 | 0.95523 | 0.86399 | 0.89494 | 0.49593 | 0.49088 | 0.52491 | 0.55937 | 0.50364 | 0.71303 | 0.165 | 0.046 | 0.112 | 0.115 | 0.091 | 0.092
2996 | 0.73312 | 0.81783 | 0.92871 | 0.83125 | 0.83192 | 0.45886 | 0.44942 | 0.50118 | 0.49122 | 0.40733 | 0.5975 | 0.036 | 0.004 | 0.023 | 0.021 | 0.014 | 0.011
2997 | 0.78345 | 0.82373 | 0.92173 | 0.82673 | 0.77501 | 0.5081 | 0.38642 | 0.49719 | 0.48467 | 0.40049 | 0.5329 | 0 | 0 | 0 | 0 | 0 | 0
2998 | 0.76521 | 0.8232 | 0.928 | 0.82099 | 0.76977 | 0.52523 | 0.33142 | 0.48988 | 0.48752 | 0.43167 | 0.50328 | 0 | 0 | 0 | 0 | 0 | 0
2999 | 0.70604 | 0.77249 | 0.93869 | 0.79662 | 0.74511 | 0.51117 | 0.27786 | 0.48056 | 0.48584 | 0.4747 | 0.47692 | 0 | 0 | 0 | 0 | 0 | 0
3000 | 0.67848 | 0.72561 | 0.94694 | 0.78731 | 0.7365 | 0.50023 | 0.22575 | 0.47192 | 0.48605 | 0.49734 | 0.47471 | 0 | 0 | 0 | 0 | 0 | 0
3001 | 0.6718 | 0.69208 | 0.95475 | 0.77557 | 0.70016 | 0.46689 | 0.18867 | 0.4548 | 0.4647 | 0.48749 | 0.4496 | 0 | 0 | 0 | 0 | 0 | 0
3002 | 0.67095 | 0.65992 | 0.95737 | 0.76445 | 0.66503 | 0.43786 | 0.17375 | 0.43902 | 0.44302 | 0.4472 | 0.44802 | 0 | 0 | 0 | 0 | 0 | 0
3003 | 0.66275 | 0.65766 | 0.9545 | 0.75467 | 0.64676 | 0.4308 | 0.17347 | 0.436 | 0.43064 | 0.41359 | 0.44216 | 0 | 0 | 0 | 0 | 0 | 0
3004 | 0.6515 | 0.66793 | 0.95595 | 0.7474 | 0.63474 | 0.42837 | 0.17867 | 0.43475 | 0.41116 | 0.35835 | 0.42316 | 0 | 0 | 0 | 0 | 0 | 0
3005 | 0.63894 | 0.63282 | 0.94749 | 0.73609 | 0.62183 | 0.42798 | 0.18176 | 0.43217 | 0.40261 | 0.33683 | 0.41348 | 0 | 0 | 0 | 0 | 0 | 0
3006 | 0.6578 | 0.57075 | 0.93993 | 0.73602 | 0.61033 | 0.4327 | 0.16648 | 0.43088 | 0.3996 | 0.33473 | 0.40011 | 0.003 | 0.021 | 0.001 | 0.0045 | 0 | 0.014
3007 | 0.73854 | 0.52906 | 0.93518 | 0.76129 | 0.61016 | 0.39038 | 0.10706 | 0.40817 | 0.35417 | 0.2465 | 0.37162 | 0.058 | 0.103 | 0.05 | 0.05725 | 0.005 | 0.116
3008 | 0.77898 | 0.5207 | 0.93583 | 0.80198 | 0.69113 | 0.53477 | 0.1278 | 0.4116 | 0.45876 | 0.40468 | 0.484 | 0.181 | 0.225 | 0.161 | 0.184 | 0.129 | 0.265
3009 | 0.80101 | 0.53128 | 0.94749 | 0.83578 | 0.75883 | 0.71624 | 0.20245 | 0.54211 | 0.60966 | 0.57667 | 0.60363 | 0.331 | 0.347 | 0.295 | 0.33725 | 0.308 | 0.415
3010 | 0.8417 | 0.53742 | 0.9576 | 0.86495 | 0.79556 | 0.76522 | 0.2581 | 0.60561 | 0.67102 | 0.66152 | 0.65172 | 0.465 | 0.447 | 0.423 | 0.47025 | 0.472 | 0.521
3011 | 0.87217 | 0.54988 | 0.9545 | 0.88172 | 0.81847 | 0.79935 | 0.30833 | 0.63155 | 0.70988 | 0.72366 | 0.68495 | 0.547 | 0.511 | 0.522 | 0.56225 | 0.593 | 0.587
3012 | 0.89816 | 0.54261 | 0.94831 | 0.89386 | 0.83511 | 0.82879 | 0.35644 | 0.64717 | 0.73941 | 0.76887 | 0.71282 | 0.567 | 0.546 | 0.599 | 0.612 | 0.672 | 0.61
3013 | 0.92185 | 0.54468 | 0.94353 | 0.90744 | 0.85694 | 0.85097 | 0.39532 | 0.66261 | 0.76453 | 0.80067 | 0.74388 | 0.5 | 0.544 | 0.629 | 0.58975 | 0.666 | 0.564
3014 | 0.93857 | 0.53327 | 0.93901 | 0.91965 | 0.88138 | 0.86028 | 0.4204 | 0.67618 | 0.78499 | 0.82854 | 0.77498 | 0.448 | 0.521 | 0.622 | 0.54475 | 0.613 | 0.496
3015 | 0.95149 | 0.52545 | 0.93081 | 0.92831 | 0.90263 | 0.86177 | 0.44035 | 0.68274 | 0.79686 | 0.84674 | 0.7962 | 0.464 | 0.484 | 0.574 | 0.49025 | 0.513 | 0.41
3016 | 0.96374 | 0.51802 | 0.91822 | 0.93223 | 0.91473 | 0.86073 | 0.45128 | 0.67578 | 0.79346 | 0.83381 | 0.80352 | 0.431 | 0.407 | 0.498 | 0.41975 | 0.377 | 0.373
3017 | 0.96823 | 0.53582 | 0.8987 | 0.93332 | 0.93304 | 0.84446 | 0.42842 | 0.65759 | 0.77654 | 0.79208 | 0.81201 | 0.36 | 0.293 | 0.391 | 0.34875 | 0.332 | 0.312
3018 | 0.97105 | 0.60423 | 0.86678 | 0.92694 | 0.94298 | 0.80579 | 0.36228 | 0.61256 | 0.74373 | 0.73864 | 0.81791 | 0.263 | 0.173 | 0.259 | 0.25125 | 0.299 | 0.184
3019 | 0.96813 | 0.65323 | 0.81324 | 0.90889 | 0.9453 | 0.74094 | 0.31609 | 0.53048 | 0.68412 | 0.65504 | 0.81004 | 0.138 | 0.065 | 0.118 | 0.12525 | 0.17 | 0.075
3020 | 0.96231 | 0.68654 | 0.70814 | 0.87198 | 0.94549 | 0.68975 | 0.31858 | 0.46555 | 0.63282 | 0.57254 | 0.80343 | 0.032 | 0.005 | 0.023 | 0.0225 | 0.026 | 0.009
3021 | 0.94934 | 0.74186 | 0.5981 | 0.83063 | 0.94445 | 0.66653 | 0.33201 | 0.43202 | 0.59887 | 0.49327 | 0.80366 | 0 | 0 | 0 | 0 | 0 | 0
3022 | 0.92974 | 0.82041 | 0.53653 | 0.80264 | 0.94164 | 0.62611 | 0.32899 | 0.3914 | 0.55417 | 0.39147 | 0.8077 | 0 | 0 | 0 | 0 | 0 | 0
3023 | 0.90394 | 0.85621 | 0.49752 | 0.77933 | 0.93652 | 0.61799 | 0.33575 | 0.36336 | 0.55762 | 0.43934 | 0.80979 | 0 | 0 | 0 | 0 | 0 | 0
3024 | 0.87633 | 0.88249 | 0.51783 | 0.77171 | 0.92095 | 0.60466 | 0.35084 | 0.34771 | 0.54753 | 0.43656 | 0.80118 | 0 | 0 | 0 | 0 | 0 | 0
3025 | 0.84803 | 0.88186 | 0.52792 | 0.7565 | 0.89356 | 0.57149 | 0.36585 | 0.34235 | 0.52545 | 0.41821 | 0.76975 | 0 | 0 | 0 | 0 | 0 | 0
3026 | 0.82351 | 0.85311 | 0.44197 | 0.70751 | 0.85706 | 0.54765 | 0.37354 | 0.3253 | 0.50238 | 0.40881 | 0.72777 | 0 | 0 | 0 | 0 | 0 | 0
3027 | 0.80005 | 0.82134 | 0.30899 | 0.64026 | 0.81173 | 0.5205 | 0.37091 | 0.29674 | 0.46527 | 0.36218 | 0.68166 | 0 | 0 | 0 | 0 | 0 | 0
3028 | 0.7521 | 0.79012 | 0.21985 | 0.57861 | 0.76387 | 0.47456 | 0.36555 | 0.25885 | 0.4219 | 0.3218 | 0.63237 | 0 | 0 | 0 | 0 | 0 | 0
3029 | 0.66509 | 0.7529 | 0.1403 | 0.5031 | 0.70391 | 0.40777 | 0.36332 | 0.2071 | 0.36142 | 0.26135 | 0.56944 | 0 | 0 | 0 | 0 | 0 | 0
3030 | 0.56214 | 0.69793 | 0.062131 | 0.41093 | 0.60852 | 0.35833 | 0.3259 | 0.16336 | 0.30761 | 0.22584 | 0.48291 | 0.001 | 0.026 | 0.001 | 0.002 | 0.001 | 0.005
3031 | 0.4714 | 0.62679 | 0.031524 | 0.33989 | 0.51675 | 0.27073 | 0.29218 | 0.11401 | 0.24426 | 0.19509 | 0.39719 | 0.048 | 0.122 | 0.051 | 0.052 | 0.044 | 0.065
3032 | 0.39527 | 0.53969 | 0.044363 | 0.304 | 0.47236 | 0.32428 | 0.43459 | 0.10577 | 0.27 | 0.27755 | 0.37239 | 0.143 | 0.256 | 0.172 | 0.156 | 0.136 | 0.173
3033 | 0.30472 | 0.46087 | 0.082228 | 0.27004 | 0.42318 | 0.37745 | 0.45162 | 0.11636 | 0.2945 | 0.32788 | 0.35633 | 0.323 | 0.4 | 0.332 | 0.32525 | 0.305 | 0.341
3034 | 0.25521 | 0.40492 | 0.1201 | 0.2533 | 0.38459 | 0.339 | 0.44831 | 0.10639 | 0.27807 | 0.34995 | 0.31694 | 0.474 | 0.521 | 0.467 | 0.4705 | 0.454 | 0.487
3035 | 0.2161 | 0.3715 | 0.15109 | 0.23899 | 0.34978 | 0.28455 | 0.42988 | 0.089951 | 0.24111 | 0.30529 | 0.28466 | 0.576 | 0.582 | 0.551 | 0.57075 | 0.579 | 0.577
3036 | 0.19512 | 0.34543 | 0.16813 | 0.22146 | 0.30113 | 0.24338 | 0.40367 | 0.082063 | 0.20764 | 0.25478 | 0.25036 | 0.636 | 0.601 | 0.601 | 0.624 | 0.676 | 0.583
3037 | 0.22523 | 0.32219 | 0.16813 | 0.21914 | 0.26406 | 0.21384 | 0.3754 | 0.080144 | 0.18247 | 0.21482 | 0.22105 | 0.663 | 0.605 | 0.616 | 0.653 | 0.737 | 0.596
3038 | 0.26433 | 0.30059 | 0.14474 | 0.22439 | 0.26412 | 0.19875 | 0.33954 | 0.074799 | 0.16899 | 0.18231 | 0.2201 | 0.674 | 0.585 | 0.598 | 0.6565 | 0.762 | 0.592
3039 | 0.25796 | 0.31481 | 0.11533 | 0.21217 | 0.26324 | 0.18076 | 0.29983 | 0.063214 | 0.15939 | 0.15678 | 0.23681 | 0.645 | 0.527 | 0.546 | 0.6155 | 0.735 | 0.536
3040 | 0.23422 | 0.35757 | 0.099452 | 0.18408 | 0.21857 | 0.14605 | 0.26328 | 0.051876 | 0.13901 | 0.13178 | 0.22634 | 0.562 | 0.441 | 0.464 | 0.5295 | 0.66 | 0.432
3041 | 0.22088 | 0.36039 | 0.11376 | 0.16579 | 0.16273 | 0.10904 | 0.22532 | 0.043526 | 0.10796 | 0.1005 | 0.17877 | 0.404 | 0.32 | 0.357 | 0.3975 | 0.511 | 0.318
3042 | 0.21441 | 0.31833 | 0.13251 | 0.15475 | 0.11731 | 0.076645 | 0.16819 | 0.035646 | 0.076181 | 0.071196 | 0.12124 | 0.209 | 0.179 | 0.238 | 0.22325 | 0.281 | 0.165
3043 | 0.18208 | 0.25909 | 0.15948 | 0.14188 | 0.084066 | 0.045123 | 0.097313 | 0.030776 | 0.0471 | 0.044178 | 0.068323 | 0.078 | 0.066 | 0.113 | 0.08925 | 0.094 | 0.072
3044 | 0.14436 | 0.19562 | 0.29185 | 0.16384 | 0.055297 | 0.022537 | 0.062414 | 0.034846 | 0.027931 | 0.022728 | 0.031612 | 0.014 | 0.006 | 0.023 | 0.01475 | 0.011 | 0.011
3045 | 0.11109 | 0.13288 | 0.5451 | 0.23324 | 0.043529 | 0.007249 | 0.039864 | 0.05533 | 0.020802 | 0.009585 | 0.011046 | 0 | 0 | 0 | 0 | 0 | 0
3046 | 0.08284 | 0.089904 | 0.68736 | 0.27062 | 0.041673 | 0.00122 | 0.024444 | 0.08484 | 0.022669 | 0.001431 | 0.003186 | 0 | 0 | 0 | 0 | 0 | 0
3047 | 0.068621 | 0.067178 | 0.67901 | 0.26353 | 0.042959 | 0.001591 | 0.017145 | 0.11178 | 0.029043 | 1.2e-05 | 0.002793 | 0 | 0 | 0 | 0 | 0 | 0
3048 | 0.060354 | 0.053228 | 0.61425 | 0.24256 | 0.053068 | 0.007502 | 0.014799 | 0.1358 | 0.037775 | 0.000133 | 0.007665 | 0 | 0 | 0 | 0 | 0 | 0
3049 | 0.053808 | 0.043204 | 0.53653 | 0.21958 | 0.068394 | 0.016153 | 0.016528 | 0.16031 | 0.050312 | 0.006073 | 0.018709 | 0 | 0 | 0 | 0 | 0 | 0
3050 | 0.043183 | 0.035808 | 0.49316 | 0.20632 | 0.082612 | 0.024568 | 0.02162 | 0.18439 | 0.064226 | 0.016097 | 0.031855 | 0 | 0 | 0 | 0 | 0 | 0
3051 | 0.025474 | 0.033773 | 0.5077 | 0.20831 | 0.091767 | 0.033529 | 0.028055 | 0.20605 | 0.077771 | 0.02898 | 0.042523 | 0 | 0 | 0 | 0 | 0 | 0
3052 | 0.009945 | 0.035783 | 0.5451 | 0.21547 | 0.091372 | 0.04459 | 0.03345 | 0.22118 | 0.091251 | 0.05006 | 0.049176 | 0 | 0 | 0 | 0 | 0 | 0
3053 | 0.001866 | 0.038834 | 0.53367 | 0.20477 | 0.078766 | 0.060517 | 0.035982 | 0.22244 | 0.10217 | 0.076187 | 0.049549 | 0 | 0 | 0 | 0 | 0 | 0
3054 | 0.002119 | 0.035234 | 0.37682 | 0.14657 | 0.060775 | 0.077943 | 0.034252 | 0.20996 | 0.10637 | 0.092606 | 0.044951 | 0.002 | 0.018 | 0.002 | 0.00275 | 0.001 | 0.006
3055 | 0.00551 | 0.02938 | 0.17009 | 0.072594 | 0.04218 | 0.074298 | 0.017642 | 0.16693 | 0.087188 | 0.075046 | 0.032483 | 0.055 | 0.094 | 0.049 | 0.05425 | 0.046 | 0.067
3056 | 0.010181 | 0.02413 | 0.08354 | 0.037615 | 0.019125 | 0.032196 | 0.007213 | 0.098351 | 0.044715 | 0.032185 | 0.016127 | 0.162 | 0.21 | 0.137 | 0.1495 | 0.127 | 0.172
3057 | 0.017605 | 0.016434 | 0.018317 | 0.014731 | 0.008272 | 0.020302 | 0.010583 | 0.07422 | 0.03264 | 0.025517 | 0.010519 | 0.306 | 0.334 | 0.235 | 0.2765 | 0.256 | 0.309
3058 | 0.027076 | 0.010947 | 0.02836 | 0.019716 | 0.003713 | 0.013517 | 0.009187 | 0.07295 | 0.028069 | 0.019608 | 0.006202 | 0.457 | 0.45 | 0.326 | 0.415 | 0.42 | 0.457
3059 | 0.027 | 0.009578 | 0.20103 | 0.076256 | 0.000739 | 0.009136 | 0.005989 | 0.079481 | 0.026643 | 0.015445 | 0.002509 | 0.572 | 0.549 | 0.399 | 0.5255 | 0.578 | 0.553
3060 | 0.023062 | 0.011395 | 0.28151 | 0.10155 | 6.9e-05 | 0.007914 | 0.003921 | 0.096628 | 0.030579 | 0.016889 | 0.000885 | 0.654 | 0.605 | 0.44 | 0.5975 | 0.683 | 0.613
3061 | 0.02521 | 0.013091 | 0.29055 | 0.10525 | 3e-06 | 0.008547 | 0.002517 | 0.12298 | 0.037712 | 0.018732 | 0.00059 | 0.692 | 0.613 | 0.457 | 0.6225 | 0.731 | 0.61
3062 | 0.035603 | 0.01732 | 0.44929 | 0.16163 | 0 | 0.011273 | 0.001398 | 0.15413 | 0.047118 | 0.022263 | 0.000803 | 0.672 | 0.578 | 0.445 | 0.608 | 0.725 | 0.59
3063 | 0.051477 | 0.025626 | 0.69206 | 0.24792 | 0.000224 | 0.014667 | 0.000855 | 0.18724 | 0.05847 | 0.030586 | 0.001388 | 0.618 | 0.508 | 0.398 | 0.5605 | 0.693 | 0.533
3064 | 0.058323 | 0.040951 | 0.8092 | 0.29037 | 0.00359 | 0.014388 | 0.000742 | 0.22137 | 0.067671 | 0.032004 | 0.002924 | 0.509 | 0.416 | 0.342 | 0.46725 | 0.605 | 0.413
3065 | 0.06191 | 0.059438 | 0.85564 | 0.31059 | 0.014219 | 0.014329 | 0.001012 | 0.25042 | 0.076039 | 0.03183 | 0.007574 | 0.331 | 0.295 | 0.269 | 0.3245 | 0.43 | 0.268
3066 | 0.057924 | 0.078673 | 0.87148 | 0.32095 | 0.033449 | 0.022458 | 0.005701 | 0.25812 | 0.086245 | 0.047195 | 0.01721 | 0.16 | 0.168 | 0.185 | 0.1775 | 0.232 | 0.133
3067 | 0.049765 | 0.10077 | 0.8172 | 0.3107 | 0.065147 | 0.037766 | 0.032237 | 0.23482 | 0.096488 | 0.077992 | 0.03537 | 0.048 | 0.064 | 0.091 | 0.0655 | 0.075 | 0.048
3068 | 0.073171 | 0.12652 | 0.66562 | 0.28517 | 0.11672 | 0.050187 | 0.096183 | 0.2233 | 0.11729 | 0.12308 | 0.072603 | 0.006 | 0.006 | 0.019 | 0.01 | 0.009 | 0.006
3069 | 0.12296 | 0.16298 | 0.64044 | 0.32147 | 0.201 | 0.054152 | 0.15298 | 0.25825 | 0.15102 | 0.16892 | 0.12277 | 0 | 0 | 0 | 0 | 0 | 0
3070 | 0.22334 | 0.20694 | 0.64429 | 0.39118 | 0.30593 | 0.072121 | 0.16706 | 0.29453 | 0.1778 | 0.1863 | 0.15823 | 0 | 0 | 0 | 0 | 0 | 0
3071 | 0.32492 | 0.2482 | 0.62089 | 0.44856 | 0.39987 | 0.12725 | 0.158 | 0.32171 | 0.2093 | 0.202 | 0.18626 | 0 | 0 | 0 | 0 | 0 | 0
3072 | 0.43212 | 0.29069 | 0.61158 | 0.50519 | 0.47188 | 0.21201 | 0.14535 | 0.34947 | 0.25045 | 0.20285 | 0.23746 | 0 | 0 | 0 | 0 | 0 | 0
3073 | 0.52479 | 0.35503 | 0.61425 | 0.54839 | 0.50613 | 0.30846 | 0.13658 | 0.3624 | 0.29323 | 0.20187 | 0.30018 | 0 | 0 | 0 | 0 | 0 | 0
3074 | 0.62459 | 0.40491 | 0.60487 | 0.5846 | 0.52434 | 0.37092 | 0.13653 | 0.36283 | 0.33639 | 0.26522 | 0.34659 | 0 | 0 | 0 | 0 | 0 | 0
3075 | 0.70933 | 0.43329 | 0.6089 | 0.63176 | 0.57706 | 0.40414 | 0.13949 | 0.37068 | 0.3659 | 0.31256 | 0.37621 | 0 | 0 | 0 | 0 | 0 | 0
3076 | 0.76836 | 0.46665 | 0.60487 | 0.66907 | 0.634 | 0.43193 | 0.14386 | 0.37519 | 0.39375 | 0.34975 | 0.41813 | 0 | 0 | 0 | 0 | 0 | 0
3077 | 0.74671 | 0.4855 | 0.6089 | 0.68177 | 0.6897 | 0.44673 | 0.15038 | 0.37845 | 0.41882 | 0.40578 | 0.44433 | 0 | 0 | 0 | 0 | 0 | 0
3078 | 0.79363 | 0.50098 | 0.63269 | 0.71865 | 0.72962 | 0.45892 | 0.14415 | 0.37791 | 0.43067 | 0.39993 | 0.48591 | 0.002 | 0.017 | 0.001 | 0.00225 | 0.002 | 0.004
3079 | 0.84411 | 0.51543 | 0.59538 | 0.72673 | 0.74069 | 0.49912 | 0.11109 | 0.35675 | 0.42675 | 0.33618 | 0.51494 | 0.039 | 0.087 | 0.032 | 0.03775 | 0.045 | 0.035
3080 | 0.8859 | 0.57442 | 0.57609 | 0.75914 | 0.81544 | 0.57801 | 0.10531 | 0.36988 | 0.48068 | 0.39381 | 0.58101 | 0.131 | 0.183 | 0.113 | 0.11325 | 0.114 | 0.095
3081 | 0.87759 | 0.60728 | 0.55079 | 0.75858 | 0.84737 | 0.67782 | 0.15147 | 0.41392 | 0.57456 | 0.52829 | 0.67821 | 0.284 | 0.275 | 0.232 | 0.23875 | 0.215 | 0.224
3082 | 0.86056 | 0.63922 | 0.58578 | 0.77329 | 0.87351 | 0.71481 | 0.21714 | 0.43372 | 0.61511 | 0.55737 | 0.75454 | 0.423 | 0.352 | 0.35 | 0.38675 | 0.336 | 0.438
3083 | 0.81161 | 0.68078 | 0.58303 | 0.75317 | 0.86487 | 0.70238 | 0.27042 | 0.42405 | 0.61005 | 0.54839 | 0.7654 | 0.51 | 0.409 | 0.436 | 0.50225 | 0.502 | 0.561
3084 | 0.78677 | 0.68753 | 0.61956 | 0.74982 | 0.84312 | 0.66535 | 0.31457 | 0.41102 | 0.5852 | 0.51581 | 0.74864 | 0.508 | 0.433 | 0.52 | 0.55425 | 0.614 | 0.575
3085 | 0.75831 | 0.69469 | 0.64173 | 0.74224 | 0.82669 | 0.65831 | 0.35515 | 0.40923 | 0.57753 | 0.49887 | 0.74369 | 0.473 | 0.424 | 0.566 | 0.5635 | 0.661 | 0.554
3086 | 0.76564 | 0.69708 | 0.67175 | 0.75342 | 0.82287 | 0.68803 | 0.39031 | 0.4261 | 0.5931 | 0.51239 | 0.74589 | 0.573 | 0.401 | 0.575 | 0.54825 | 0.493 | 0.552
3087 | 0.77234 | 0.70939 | 0.6838 | 0.75687 | 0.81449 | 0.72804 | 0.41682 | 0.44137 | 0.61015 | 0.52173 | 0.74945 | 0.626 | 0.365 | 0.537 | 0.528 | 0.4 | 0.549
3088 | 0.75132 | 0.70533 | 0.68021 | 0.74354 | 0.79907 | 0.73809 | 0.42363 | 0.44767 | 0.62729 | 0.57744 | 0.74597 | 0.531 | 0.299 | 0.458 | 0.50075 | 0.572 | 0.442
3089 | 0.69313 | 0.70972 | 0.64684 | 0.69984 | 0.75957 | 0.71384 | 0.39039 | 0.43519 | 0.62748 | 0.63787 | 0.72301 | 0.371 | 0.211 | 0.35 | 0.38775 | 0.535 | 0.295
3090 | 0.62204 | 0.742 | 0.57887 | 0.63563 | 0.70597 | 0.63587 | 0.32508 | 0.38905 | 0.5789 | 0.62933 | 0.66137 | 0.209 | 0.131 | 0.228 | 0.242 | 0.361 | 0.17
3091 | 0.56166 | 0.78134 | 0.46247 | 0.55207 | 0.63207 | 0.50674 | 0.27494 | 0.33042 | 0.48307 | 0.53165 | 0.56345 | 0.108 | 0.061 | 0.104 | 0.1135 | 0.156 | 0.086
3092 | 0.50109 | 0.80502 | 0.34027 | 0.47247 | 0.57605 | 0.42327 | 0.28281 | 0.31322 | 0.43145 | 0.48289 | 0.50644 | 0.023 | 0.007 | 0.02 | 0.02 | 0.024 | 0.013
3093 | 0.36682 | 0.8191 | 0.40124 | 0.43909 | 0.5492 | 0.40124 | 0.30305 | 0.32056 | 0.41307 | 0.45781 | 0.47265 | 0 | 0 | 0 | 0 | 0 | 0
3094 | 0.19675 | 0.82297 | 0.44636 | 0.3836 | 0.50769 | 0.36238 | 0.31318 | 0.31135 | 0.38296 | 0.42845 | 0.42966 | 0 | 0 | 0 | 0 | 0 | 0
3095 | 0.088815 | 0.82268 | 0.41863 | 0.31671 | 0.4427 | 0.26745 | 0.32411 | 0.28065 | 0.33834 | 0.41638 | 0.38888 | 0 | 0 | 0 | 0 | 0 | 0
3096 | 0.025287 | 0.82107 | 0.34443 | 0.25604 | 0.39839 | 0.22837 | 0.33929 | 0.24358 | 0.30828 | 0.4082 | 0.35296 | 0 | 0 | 0 | 0 | 0 | 0
3097 | 0.002206 | 0.83237 | 0.25521 | 0.19979 | 0.34196 | 0.21062 | 0.35704 | 0.21129 | 0.28096 | 0.37297 | 0.32899 | 0 | 0 | 0 | 0 | 0 | 0
3098 | 1.5e-05 | 0.85553 | 0.17108 | 0.14767 | 0.27191 | 0.18084 | 0.37225 | 0.1799 | 0.2457 | 0.33075 | 0.29131 | 0 | 0 | 0 | 0 | 0 | 0
3099 | 0.003716 | 0.86173 | 0.12498 | 0.11889 | 0.22799 | 0.14385 | 0.38155 | 0.14448 | 0.2094 | 0.28503 | 0.26426 | 0 | 0 | 0 | 0 | 0 | 0
3100 | 0.020558 | 0.83756 | 0.10238 | 0.10111 | 0.1804 | 0.11413 | 0.3926 | 0.11 | 0.16913 | 0.21835 | 0.23405 | 0 | 0 | 0 | 0 | 0 | 0
3101 | 0.036166 | 0.78215 | 0.11221 | 0.090888 | 0.12429 | 0.08738 | 0.39801 | 0.090028 | 0.13171 | 0.15556 | 0.19388 | 0 | 0 | 0 | 0 | 0 | 0
3102 | 0.046824 | 0.69685 | 0.16619 | 0.094057 | 0.06916 | 0.063647 | 0.38604 | 0.081377 | 0.094841 | 0.093529 | 0.14081 | 0.002 | 0.021 | 0.002 | 0.0045 | 0 | 0.014
3103 | 0.057351 | 0.59164 | 0.23018 | 0.10556 | 0.029149 | 0.034944 | 0.40243 | 0.068329 | 0.060084 | 0.044251 | 0.092811 | 0.052 | 0.097 | 0.052 | 0.06175 | 0.038 | 0.105
3104 | 0.063917 | 0.48672 | 0.17907 | 0.086502 | 0.01652 | 0.021583 | 0.4441 | 0.048009 | 0.040002 | 0.025255 | 0.06516 | 0.152 | 0.213 | 0.158 | 0.17275 | 0.123 | 0.258
3105 | 0.072641 | 0.39597 | 0.23251 | 0.10901 | 0.021882 | 0.026245 | 0.44306 | 0.049084 | 0.037013 | 0.027277 | 0.045447 | 0.318 | 0.342 | 0.292 | 0.3285 | 0.291 | 0.413
3106 | 0.086083 | 0.31392 | 0.2828 | 0.13777 | 0.04443 | 0.032353 | 0.42323 | 0.05678 | 0.040684 | 0.037492 | 0.03611 | 0.457 | 0.455 | 0.426 | 0.47075 | 0.455 | 0.545
3107 | 0.10405 | 0.23826 | 0.29446 | 0.1558 | 0.068895 | 0.036524 | 0.39593 | 0.062131 | 0.043351 | 0.042107 | 0.03264 | 0.558 | 0.555 | 0.548 | 0.586 | 0.597 | 0.641
3108 | 0.12755 | 0.20133 | 0.29839 | 0.17183 | 0.089549 | 0.041236 | 0.36186 | 0.066253 | 0.044156 | 0.035009 | 0.034127 | 0.627 | 0.638 | 0.641 | 0.66075 | 0.688 | 0.687
3109 | 0.14414 | 0.17299 | 0.31033 | 0.18761 | 0.10838 | 0.046609 | 0.32418 | 0.071495 | 0.045733 | 0.026276 | 0.038553 | 0.662 | 0.673 | 0.686 | 0.68375 | 0.723 | 0.664
3110 | 0.14415 | 0.13847 | 0.30766 | 0.19324 | 0.12791 | 0.050983 | 0.28325 | 0.076437 | 0.047833 | 0.020492 | 0.04342 | 0.657 | 0.659 | 0.684 | 0.66075 | 0.725 | 0.577
3111 | 0.13484 | 0.11024 | 0.29055 | 0.19054 | 0.14622 | 0.053865 | 0.24246 | 0.08098 | 0.050144 | 0.017239 | 0.048491 | 0.624 | 0.597 | 0.638 | 0.6035 | 0.707 | 0.445
3112 | 0.11506 | 0.094659 | 0.27135 | 0.17975 | 0.15285 | 0.05668 | 0.19873 | 0.084689 | 0.052223 | 0.014482 | 0.053042 | 0.563 | 0.489 | 0.552 | 0.5235 | 0.643 | 0.336
3113 | 0.085725 | 0.087589 | 0.25277 | 0.15622 | 0.13015 | 0.056795 | 0.15657 | 0.084714 | 0.051491 | 0.013223 | 0.051232 | 0.453 | 0.355 | 0.429 | 0.4145 | 0.53 | 0.246
3114 | 0.053789 | 0.084915 | 0.21985 | 0.12104 | 0.089482 | 0.053687 | 0.11515 | 0.080703 | 0.047668 | 0.013895 | 0.042386 | 0.298 | 0.205 | 0.281 | 0.27525 | 0.378 | 0.144
3115 | 0.036037 | 0.092455 | 0.19781 | 0.10015 | 0.066621 | 0.04695 | 0.067767 | 0.074144 | 0.044726 | 0.017856 | 0.039952 | 0.137 | 0.081 | 0.135 | 0.1325 | 0.192 | 0.066
3116 | 0.036676 | 0.12335 | 0.19461 | 0.10342 | 0.078963 | 0.051474 | 0.047818 | 0.080988 | 0.054315 | 0.023974 | 0.060822 | 0.034 | 0.009 | 0.03 | 0.027 | 0.03 | 0.014
3117 | 0.060807 | 0.1734 | 0.25156 | 0.14528 | 0.12348 | 0.079298 | 0.042808 | 0.11221 | 0.083812 | 0.03908 | 0.10466 | 0 | 0 | 0 | 0 | 0 | 0
3118 | 0.12314 | 0.24594 | 0.3279 | 0.2168 | 0.19936 | 0.13047 | 0.053463 | 0.15559 | 0.13032 | 0.07196 | 0.16327 | 0 | 0 | 0 | 0 | 0 | 0
3119 | 0.22283 | 0.33698 | 0.37967 | 0.30466 | 0.3115 | 0.19551 | 0.077797 | 0.2022 | 0.18778 | 0.1223 | 0.23111 | 0 | 0 | 0 | 0 | 0 | 0
3120 | 0.30503 | 0.39468 | 0.3811 | 0.36134 | 0.39788 | 0.25794 | 0.10762 | 0.2405 | 0.24006 | 0.18452 | 0.27727 | 0 | 0 | 0 | 0 | 0 | 0
3121 | 0.33986 | 0.42454 | 0.37254 | 0.37745 | 0.41995 | 0.30812 | 0.1333 | 0.26651 | 0.28163 | 0.26034 | 0.29156 | 0 | 0 | 0 | 0 | 0 | 0
3122 | 0.3291 | 0.43684 | 0.33888 | 0.35715 | 0.40346 | 0.33123 | 0.14847 | 0.27164 | 0.30376 | 0.32605 | 0.2861 | 0 | 0 | 0 | 0 | 0 | 0
3123 | 0.31462 | 0.43284 | 0.26136 | 0.31614 | 0.37243 | 0.31852 | 0.1563 | 0.25589 | 0.29591 | 0.34001 | 0.26923 | 0 | 0 | 0 | 0 | 0 | 0
3124 | 0.29872 | 0.42151 | 0.14744 | 0.26354 | 0.34445 | 0.28964 | 0.16054 | 0.23333 | 0.27104 | 0.31374 | 0.24744 | 0 | 0 | 0 | 0 | 0 | 0
3125 | 0.29656 | 0.41486 | 0.067325 | 0.23043 | 0.32741 | 0.26637 | 0.15994 | 0.20896 | 0.24411 | 0.27068 | 0.23044 | 0 | 0 | 0 | 0 | 0 | 0
3126 | 0.30592 | 0.40837 | 0.018937 | 0.21683 | 0.32564 | 0.25324 | 0.14573 | 0.19164 | 0.22435 | 0.23176 | 0.22077 | 0.003 | 0.027 | 0.001 | 0.003 | 0.001 | 0.007
3127 | 0.32089 | 0.39541 | 0.006114 | 0.21441 | 0.31623 | 0.20211 | 0.09232 | 0.15445 | 0.17522 | 0.15219 | 0.19213 | 0.044 | 0.11 | 0.042 | 0.044 | 0.053 | 0.037
3128 | 0.32259 | 0.37307 | 0.012219 | 0.21629 | 0.31406 | 0.14308 | 0.068967 | 0.094689 | 0.12192 | 0.085568 | 0.16435 | 0.106 | 0.215 | 0.134 | 0.1145 | 0.139 | 0.079
3129 | 0.30801 | 0.35967 | 0.013749 | 0.2133 | 0.31813 | 0.10508 | 0.095179 | 0.061279 | 0.093103 | 0.057482 | 0.14857 | 0.194 | 0.316 | 0.255 | 0.21325 | 0.261 | 0.143
3130 | 0.31276 | 0.37185 | 0.029527 | 0.21163 | 0.29261 | 0.10463 | 0.1256 | 0.058363 | 0.10203 | 0.096363 | 0.14877 | 0.278 | 0.405 | 0.365 | 0.31075 | 0.328 | 0.272
3131 | 0.30102 | 0.40173 | 0.04061 | 0.22312 | 0.32774 | 0.14339 | 0.13329 | 0.070906 | 0.12726 | 0.10348 | 0.19127 | 0.358 | 0.471 | 0.451 | 0.395 | 0.359 | 0.412
3132 | 0.29147 | 0.44066 | 0.04878 | 0.23534 | 0.36576 | 0.14222 | 0.13491 | 0.073741 | 0.13556 | 0.10576 | 0.2205 | 0.438 | 0.514 | 0.51 | 0.4635 | 0.472 | 0.434
3133 | 0.30239 | 0.48875 | 0.0842 | 0.26288 | 0.40203 | 0.14231 | 0.14603 | 0.075997 | 0.14418 | 0.10668 | 0.25172 | 0.469 | 0.52 | 0.537 | 0.527 | 0.629 | 0.473
3134 | 0.30449 | 0.52743 | 0.1061 | 0.2833 | 0.43931 | 0.14808 | 0.16038 | 0.080883 | 0.15383 | 0.10474 | 0.28161 | 0.487 | 0.494 | 0.535 | 0.52975 | 0.561 | 0.536
3135 | 0.31118 | 0.55047 | 0.1099 | 0.29189 | 0.4546 | 0.15594 | 0.16797 | 0.085177 | 0.16108 | 0.10015 | 0.30305 | 0.541 | 0.434 | 0.502 | 0.4975 | 0.402 | 0.545
3136 | 0.30478 | 0.54247 | 0.1185 | 0.28591 | 0.43446 | 0.16063 | 0.16759 | 0.086681 | 0.16149 | 0.091238 | 0.30742 | 0.489 | 0.352 | 0.423 | 0.46825 | 0.488 | 0.473
3137 | 0.28536 | 0.5011 | 0.14744 | 0.26209 | 0.35347 | 0.14633 | 0.14962 | 0.08587 | 0.14277 | 0.080291 | 0.25858 | 0.341 | 0.258 | 0.314 | 0.33325 | 0.359 | 0.319
3138 | 0.29356 | 0.434 | 0.15759 | 0.23594 | 0.25666 | 0.12201 | 0.12556 | 0.077783 | 0.11246 | 0.073725 | 0.17632 | 0.162 | 0.156 | 0.201 | 0.16725 | 0.16 | 0.146
3139 | 0.32689 | 0.35448 | 0.15201 | 0.23006 | 0.21128 | 0.12024 | 0.14996 | 0.065872 | 0.10033 | 0.082081 | 0.13311 | 0.063 | 0.062 | 0.098 | 0.07375 | 0.085 | 0.049
3140 | 0.35665 | 0.28272 | 0.21759 | 0.26144 | 0.2101 | 0.14592 | 0.20864 | 0.07321 | 0.11554 | 0.12572 | 0.1173 | 0.011 | 0.006 | 0.021 | 0.01625 | 0.022 | 0.011
3141 | 0.35061 | 0.23205 | 0.30633 | 0.2983 | 0.23795 | 0.15526 | 0.26265 | 0.10458 | 0.14218 | 0.19168 | 0.11721 | 0 | 0 | 0 | 0 | 0 | 0
3142 | 0.31603 | 0.20671 | 0.38683 | 0.31969 | 0.25621 | 0.13811 | 0.28769 | 0.14897 | 0.16535 | 0.25521 | 0.11912 | 0 | 0 | 0 | 0 | 0 | 0
3143 | 0.2979 | 0.18895 | 0.37254 | 0.31215 | 0.26601 | 0.11614 | 0.28349 | 0.18741 | 0.16911 | 0.2536 | 0.11929 | 0 | 0 | 0 | 0 | 0 | 0
3144 | 0.27321 | 0.17577 | 0.27641 | 0.27386 | 0.27197 | 0.098415 | 0.25581 | 0.20474 | 0.15856 | 0.21751 | 0.11357 | 0 | 0 | 0 | 0 | 0 | 0
3145 | 0.20585 | 0.17555 | 0.20319 | 0.22534 | 0.26697 | 0.085127 | 0.215 | 0.20234 | 0.15956 | 0.24374 | 0.10703 | 0 | 0 | 0 | 0 | 0 | 0
3146 | 0.17755 | 0.17559 | 0.16138 | 0.19068 | 0.23311 | 0.084903 | 0.18013 | 0.19658 | 0.17092 | 0.30322 | 0.098969 | 0 | 0 | 0 | 0 | 0 | 0
3147 | 0.15932 | 0.18418 | 0.12997 | 0.16331 | 0.20066 | 0.091986 | 0.16056 | 0.18583 | 0.18618 | 0.36448 | 0.10243 | 0 | 0 | 0 | 0 | 0 | 0
3148 | 0.14109 | 0.18577 | 0.11298 | 0.14175 | 0.17118 | 0.094205 | 0.15687 | 0.16968 | 0.19146 | 0.39767 | 0.10427 | 0 | 0 | 0 | 0 | 0 | 0
3149 | 0.12479 | 0.17141 | 0.1193 | 0.13209 | 0.15219 | 0.097435 | 0.16476 | 0.15916 | 0.19534 | 0.42197 | 0.10277 | 0 | 0 | 0 | 0 | 0 | 0
3150 | 0.1158 | 0.1479 | 0.16619 | 0.13506 | 0.12319 | 0.096174 | 0.15142 | 0.15316 | 0.18916 | 0.41325 | 0.094042 | 0.004 | 0.022 | 0.002 | 0.00325 | 0.003 | 0.004
3151 | 0.10467 | 0.13713 | 0.20867 | 0.13457 | 0.090365 | 0.071617 | 0.11598 | 0.12355 | 0.14724 | 0.3183 | 0.075478 | 0.052 | 0.088 | 0.048 | 0.0455 | 0.051 | 0.031
3152 | 0.10728 | 0.15391 | 0.19567 | 0.12196 | 0.062915 | 0.059457 | 0.088673 | 0.091365 | 0.096811 | 0.18197 | 0.05445 | 0.136 | 0.174 | 0.151 | 0.127 | 0.135 | 0.086
3153 | 0.12365 | 0.16609 | 0.25889 | 0.14598 | 0.055392 | 0.072421 | 0.087891 | 0.09351 | 0.10042 | 0.18437 | 0.051381 | 0.248 | 0.264 | 0.284 | 0.2375 | 0.252 | 0.166
3154 | 0.16233 | 0.17824 | 0.29315 | 0.17208 | 0.060764 | 0.10007 | 0.11675 | 0.11696 | 0.11935 | 0.2018 | 0.058574 | 0.372 | 0.341 | 0.412 | 0.3645 | 0.397 | 0.277
3155 | 0.21102 | 0.1654 | 0.29315 | 0.19575 | 0.083066 | 0.15236 | 0.15569 | 0.14346 | 0.1583 | 0.25694 | 0.080453 | 0.406 | 0.413 | 0.521 | 0.464 | 0.51 | 0.419
3156 | 0.25341 | 0.18088 | 0.27135 | 0.22815 | 0.15968 | 0.2239 | 0.21048 | 0.16811 | 0.21072 | 0.30986 | 0.141 | 0.381 | 0.471 | 0.598 | 0.495 | 0.484 | 0.517
3157 | 0.27801 | 0.25956 | 0.23838 | 0.26855 | 0.28925 | 0.30274 | 0.28901 | 0.19479 | 0.27542 | 0.35649 | 0.24766 | 0.374 | 0.489 | 0.633 | 0.497 | 0.432 | 0.549
3158 | 0.29766 | 0.37372 | 0.20977 | 0.29977 | 0.39189 | 0.3621 | 0.37545 | 0.21999 | 0.33519 | 0.40347 | 0.35522 | 0.411 | 0.462 | 0.629 | 0.49025 | 0.348 | 0.573
3159 | 0.35238 | 0.43805 | 0.17305 | 0.33274 | 0.47279 | 0.41754 | 0.43742 | 0.24168 | 0.38367 | 0.43595 | 0.4395 | 0.441 | 0.392 | 0.584 | 0.4635 | 0.273 | 0.556
3160 | 0.3636 | 0.49738 | 0.13508 | 0.35643 | 0.5706 | 0.47116 | 0.46464 | 0.25619 | 0.4352 | 0.49901 | 0.51445 | 0.477 | 0.296 | 0.5 | 0.422 | 0.232 | 0.479
3161 | 0.36545 | 0.58675 | 0.11612 | 0.36613 | 0.61683 | 0.47901 | 0.48526 | 0.2567 | 0.4477 | 0.51659 | 0.53851 | 0.444 | 0.196 | 0.383 | 0.35775 | 0.229 | 0.375
3162 | 0.36384 | 0.62855 | 0.12663 | 0.35853 | 0.58513 | 0.43632 | 0.52393 | 0.2416 | 0.42243 | 0.50821 | 0.50358 | 0.326 | 0.114 | 0.25 | 0.2615 | 0.236 | 0.234
3163 | 0.33095 | 0.64294 | 0.18314 | 0.34564 | 0.52282 | 0.34401 | 0.54062 | 0.20972 | 0.35848 | 0.46553 | 0.41466 | 0.17 | 0.052 | 0.121 | 0.13675 | 0.158 | 0.098
3164 | 0.34552 | 0.7042 | 0.3486 | 0.39542 | 0.49213 | 0.25111 | 0.50442 | 0.19474 | 0.29561 | 0.41946 | 0.31712 | 0.045 | 0.008 | 0.027 | 0.03125 | 0.037 | 0.016
3165 | 0.38356 | 0.6989 | 0.57887 | 0.47837 | 0.47266 | 0.24342 | 0.44214 | 0.21616 | 0.29133 | 0.40296 | 0.3028 | 0 | 0 | 0 | 0 | 0 | 0
3166 | 0.38003 | 0.67652 | 0.67418 | 0.50473 | 0.45999 | 0.23628 | 0.3518 | 0.22032 | 0.28542 | 0.35996 | 0.32512 | 0 | 0 | 0 | 0 | 0 | 0
3167 | 0.36374 | 0.613 | 0.67539 | 0.4974 | 0.45306 | 0.23466 | 0.27327 | 0.2091 | 0.27043 | 0.29766 | 0.34032 | 0 | 0 | 0 | 0 | 0 | 0
3168 | 0.3459 | 0.57621 | 0.65064 | 0.48123 | 0.44714 | 0.22472 | 0.21917 | 0.19173 | 0.24092 | 0.21562 | 0.33161 | 0 | 0 | 0 | 0 | 0 | 0
3169 | 0.3053 | 0.64669 | 0.59674 | 0.44471 | 0.4321 | 0.20597 | 0.20655 | 0.17297 | 0.20808 | 0.1347 | 0.31868 | 0 | 0 | 0 | 0 | 0 | 0
3170 | 0.21727 | 0.69829 | 0.55079 | 0.38722 | 0.39359 | 0.17745 | 0.21283 | 0.15691 | 0.17872 | 0.076761 | 0.30374 | 0 | 0 | 0 | 0 | 0 | 0
3171 | 0.13079 | 0.73435 | 0.49898 | 0.31893 | 0.32701 | 0.14044 | 0.23161 | 0.14467 | 0.14811 | 0.035384 | 0.27193 | 0 | 0 | 0 | 0 | 0 | 0
3172 | 0.076119 | 0.76325 | 0.48732 | 0.27755 | 0.26922 | 0.10643 | 0.24272 | 0.13889 | 0.1273 | 0.014177 | 0.2497 | 0 | 0 | 0 | 0 | 0 | 0
3173 | 0.050585 | 0.79514 | 0.53223 | 0.26478 | 0.21153 | 0.077231 | 0.24695 | 0.14086 | 0.1141 | 0.007859 | 0.23044 | 0 | 0 | 0 | 0 | 0 | 0
3174 | 0.040726 | 0.79112 | 0.54082 | 0.24886 | 0.16502 | 0.061101 | 0.22676 | 0.14107 | 0.10407 | 0.010806 | 0.20331 | 0.005 | 0.033 | 0.002 | 0.00625 | 0 | 0.018
3175 | 0.03562 | 0.75079 | 0.43905 | 0.20026 | 0.12612 | 0.041959 | 0.19399 | 0.11349 | 0.081552 | 0.012598 | 0.15816 | 0.066 | 0.137 | 0.053 | 0.063 | 0.014 | 0.119
3176 | 0.02173 | 0.69985 | 0.313 | 0.14905 | 0.11242 | 0.025646 | 0.26344 | 0.077455 | 0.065314 | 0.016359 | 0.1418 | 0.195 | 0.277 | 0.163 | 0.1945 | 0.143 | 0.277
3177 | 0.004748 | 0.65633 | 0.14384 | 0.083831 | 0.1029 | 0.024383 | 0.31057 | 0.076821 | 0.065267 | 0.024497 | 0.13537 | 0.363 | 0.414 | 0.298 | 0.353 | 0.316 | 0.435
3178 | 0.002482 | 0.62341 | 0.062698 | 0.056157 | 0.10329 | 0.024275 | 0.33795 | 0.075232 | 0.066821 | 0.025924 | 0.14185 | 0.507 | 0.523 | 0.422 | 0.491 | 0.478 | 0.557
3179 | 0.002174 | 0.5915 | 0.057687 | 0.055674 | 0.10716 | 0.020982 | 0.34561 | 0.073978 | 0.065606 | 0.023878 | 0.14358 | 0.622 | 0.607 | 0.522 | 0.60075 | 0.612 | 0.647
3180 | 0.003962 | 0.55924 | 0.27641 | 0.13165 | 0.11459 | 0.015773 | 0.33997 | 0.079242 | 0.063387 | 0.019872 | 0.13866 | 0.695 | 0.651 | 0.568 | 0.6615 | 0.699 | 0.684
3181 | 0.01373 | 0.53417 | 0.64811 | 0.26135 | 0.12222 | 0.011803 | 0.32549 | 0.091007 | 0.062613 | 0.015858 | 0.13178 | 0.726 | 0.652 | 0.575 | 0.677 | 0.708 | 0.699
3182 | 0.033432 | 0.51315 | 0.79319 | 0.31973 | 0.13256 | 0.012774 | 0.30307 | 0.10453 | 0.064978 | 0.015956 | 0.12666 | 0.692 | 0.636 | 0.546 | 0.62925 | 0.61 | 0.669
3183 | 0.060706 | 0.49173 | 0.84022 | 0.34868 | 0.1451 | 0.016761 | 0.27536 | 0.12181 | 0.072407 | 0.024328 | 0.12673 | 0.607 | 0.569 | 0.491 | 0.54475 | 0.467 | 0.614
3184 | 0.092966 | 0.47647 | 0.85628 | 0.36812 | 0.15511 | 0.024465 | 0.24363 | 0.1442 | 0.082462 | 0.027209 | 0.13398 | 0.522 | 0.458 | 0.41 | 0.45 | 0.345 | 0.523
3185 | 0.12182 | 0.47695 | 0.85043 | 0.37758 | 0.1605 | 0.038229 | 0.21493 | 0.16992 | 0.096536 | 0.029117 | 0.14888 | 0.38 | 0.321 | 0.31 | 0.334 | 0.268 | 0.378
3186 | 0.14764 | 0.48521 | 0.83668 | 0.38042 | 0.15694 | 0.061744 | 0.18575 | 0.19927 | 0.11753 | 0.0467 | 0.1624 | 0.248 | 0.179 | 0.195 | 0.203 | 0.138 | 0.231
3187 | 0.16874 | 0.4877 | 0.79665 | 0.37257 | 0.15231 | 0.10504 | 0.15684 | 0.21942 | 0.14544 | 0.083076 | 0.1742 | 0.132 | 0.066 | 0.092 | 0.0935 | 0.058 | 0.092
3188 | 0.18391 | 0.48705 | 0.67781 | 0.33902 | 0.15535 | 0.16426 | 0.14758 | 0.22682 | 0.17206 | 0.12236 | 0.1748 | 0.034 | 0.007 | 0.02 | 0.02025 | 0.01 | 0.017
3189 | 0.20019 | 0.47435 | 0.55787 | 0.31127 | 0.17576 | 0.22652 | 0.15127 | 0.22978 | 0.19212 | 0.12992 | 0.18226 | 0 | 0 | 0 | 0 | 0 | 0
3190 | 0.19522 | 0.4651 | 0.48586 | 0.28937 | 0.18703 | 0.23853 | 0.14322 | 0.2176 | 0.18651 | 0.10624 | 0.18368 | 0 | 0 | 0 | 0 | 0 | 0
3191 | 0.17696 | 0.4463 | 0.45954 | 0.2782 | 0.19812 | 0.22441 | 0.13099 | 0.18769 | 0.17483 | 0.10518 | 0.18204 | 0 | 0 | 0 | 0 | 0 | 0
3192 | 0.15148 | 0.42418 | 0.42883 | 0.26179 | 0.20506 | 0.20048 | 0.12329 | 0.16201 | 0.17225 | 0.14726 | 0.17924 | 0 | 0 | 0 | 0 | 0 | 0
3193 | 0.12872 | 0.38696 | 0.47125 | 0.26352 | 0.19059 | 0.17786 | 0.11818 | 0.14891 | 0.16807 | 0.18114 | 0.16438 | 0 | 0 | 0 | 0 | 0 | 0
3194 | 0.11302 | 0.34719 | 0.58578 | 0.28544 | 0.15751 | 0.16096 | 0.11514 | 0.14927 | 0.1603 | 0.19111 | 0.13985 | 0 | 0 | 0 | 0 | 0 | 0
3195 | 0.10209 | 0.30626 | 0.6089 | 0.27738 | 0.12115 | 0.15157 | 0.11367 | 0.15332 | 0.15023 | 0.18155 | 0.11448 | 0 | 0 | 0 | 0 | 0 | 0
3196 | 0.096279 | 0.2699 | 0.6519 | 0.28028 | 0.092643 | 0.15054 | 0.11447 | 0.15754 | 0.14473 | 0.17787 | 0.09298 | 0 | 0 | 0 | 0 | 0 | 0
3197 | 0.094013 | 0.24457 | 0.70475 | 0.28934 | 0.069268 | 0.14783 | 0.11091 | 0.15658 | 0.13904 | 0.17491 | 0.07685 | 0 | 0 | 0 | 0 | 0 | 0
3198 | 0.094056 | 0.22279 | 0.7258 | 0.28846 | 0.045521 | 0.12386 | 0.092907 | 0.15555 | 0.12193 | 0.14758 | 0.060735 | 0.006 | 0.028 | 0.002 | 0.00725 | 0 | 0.021
3199 | 0.09723 | 0.2038 | 0.75085 | 0.28987 | 0.021541 | 0.083137 | 0.095704 | 0.15024 | 0.087933 | 0.076093 | 0.04226 | 0.077 | 0.12 | 0.042 | 0.068 | 0.039 | 0.114
3200 | 0.10566 | 0.18624 | 0.84437 | 0.31926 | 0.007738 | 0.083106 | 0.10986 | 0.14838 | 0.080548 | 0.057798 | 0.032905 | 0.208 | 0.25 | 0.123 | 0.186 | 0.153 | 0.26
3201 | 0.11548 | 0.16498 | 0.90288 | 0.34043 | 0.002922 | 0.072667 | 0.1061 | 0.17155 | 0.076266 | 0.034123 | 0.026728 | 0.354 | 0.391 | 0.221 | 0.325 | 0.308 | 0.417
3202 | 0.12805 | 0.14118 | 0.93807 | 0.35606 | 0.002071 | 0.05924 | 0.098955 | 0.19699 | 0.073748 | 0.015275 | 0.023489 | 0.452 | 0.5 | 0.311 | 0.43575 | 0.43 | 0.55
3203 | 0.14513 | 0.11741 | 0.93046 | 0.36001 | 0.004424 | 0.056141 | 0.088245 | 0.23155 | 0.081141 | 0.012897 | 0.023974 | 0.489 | 0.576 | 0.38 | 0.49675 | 0.491 | 0.627
3204 | 0.15662 | 0.098187 | 0.928 | 0.36555 | 0.012031 | 0.053422 | 0.075747 | 0.27286 | 0.091924 | 0.015967 | 0.025449 | 0.485 | 0.628 | 0.438 | 0.52775 | 0.488 | 0.7
3205 | 0.17023 | 0.08668 | 0.93551 | 0.3779 | 0.027961 | 0.054736 | 0.063775 | 0.30341 | 0.10185 | 0.020544 | 0.02872 | 0.444 | 0.638 | 0.477 | 0.51175 | 0.422 | 0.704
3206 | 0.19332 | 0.081388 | 0.93184 | 0.39257 | 0.052565 | 0.060005 | 0.052995 | 0.32693 | 0.11247 | 0.028502 | 0.034454 | 0.399 | 0.601 | 0.481 | 0.472 | 0.345 | 0.663
3207 | 0.20455 | 0.081127 | 0.92871 | 0.40689 | 0.087407 | 0.065105 | 0.04343 | 0.34956 | 0.1248 | 0.040287 | 0.044248 | 0.299 | 0.528 | 0.44 | 0.38425 | 0.228 | 0.57
3208 | 0.20241 | 0.08327 | 0.92977 | 0.42056 | 0.12951 | 0.065688 | 0.034438 | 0.37515 | 0.13642 | 0.049347 | 0.055505 | 0.196 | 0.416 | 0.367 | 0.2855 | 0.158 | 0.421
3209 | 0.18803 | 0.079009 | 0.92474 | 0.42945 | 0.17557 | 0.056575 | 0.026995 | 0.39336 | 0.14084 | 0.046576 | 0.066849 | 0.137 | 0.281 | 0.272 | 0.20325 | 0.147 | 0.257
3210 | 0.18634 | 0.068564 | 0.90559 | 0.44205 | 0.23423 | 0.041348 | 0.020755 | 0.39085 | 0.13637 | 0.032025 | 0.081244 | 0.08 | 0.16 | 0.169 | 0.1185 | 0.096 | 0.129
3211 | 0.20578 | 0.057731 | 0.83162 | 0.45299 | 0.32157 | 0.03387 | 0.017371 | 0.37055 | 0.13146 | 0.012382 | 0.10903 | 0.039 | 0.063 | 0.082 | 0.05725 | 0.056 | 0.052
3212 | 0.25255 | 0.047821 | 0.68617 | 0.44936 | 0.40935 | 0.048489 | 0.026233 | 0.34631 | 0.13904 | 0.003457 | 0.1579 | 0.007 | 0.008 | 0.019 | 0.01225 | 0.013 | 0.01
3213 | 0.3138 | 0.042656 | 0.47417 | 0.41046 | 0.4434 | 0.08113 | 0.043139 | 0.32961 | 0.15342 | 0.002576 | 0.20037 | 0 | 0 | 0 | 0 | 0 | 0
3214 | 0.36181 | 0.043211 | 0.23956 | 0.34236 | 0.42571 | 0.10356 | 0.051072 | 0.28312 | 0.14956 | 0.005717 | 0.20585 | 0 | 0 | 0 | 0 | 0 | 0
3215 | 0.37677 | 0.048146 | 0.080927 | 0.28301 | 0.39134 | 0.10774 | 0.053662 | 0.24523 | 0.14062 | 0.010195 | 0.19929 | 0 | 0 | 0 | 0 | 0 | 0
3216 | 0.36605 | 0.055203 | 0.011973 | 0.24623 | 0.36066 | 0.11152 | 0.056407 | 0.21125 | 0.1359 | 0.024914 | 0.19593 | 0 | 0 | 0 | 0 | 0 | 0
3217 | 0.37351 | 0.062246 | 0.088221 | 0.26383 | 0.32976 | 0.1143 | 0.05808 | 0.1897 | 0.13589 | 0.045324 | 0.19422 | 0 | 0 | 0 | 0 | 0 | 0
3218 | 0.38508 | 0.069749 | 0.32653 | 0.33569 | 0.29547 | 0.13405 | 0.059922 | 0.18366 | 0.14484 | 0.062004 | 0.19965 | 0 | 0 | 0 | 0 | 0 | 0
3219 | 0.41759 | 0.077799 | 0.53223 | 0.4059 | 0.26788 | 0.17666 | 0.062252 | 0.17905 | 0.15926 | 0.068918 | 0.21243 | 0 | 0 | 0 | 0 | 0 | 0
3220 | 0.43184 | 0.087215 | 0.56631 | 0.41634 | 0.25087 | 0.21597 | 0.06341 | 0.17162 | 0.16414 | 0.051428 | 0.21755 | 0 | 0 | 0 | 0 | 0 | 0
3221 | 0.41528 | 0.096206 | 0.53367 | 0.39829 | 0.24593 | 0.22087 | 0.056912 | 0.17264 | 0.1606 | 0.043239 | 0.20563 | 0 | 0 | 0 | 0 | 0 | 0
3222 | 0.37908 | 0.098919 | 0.47417 | 0.36048 | 0.22818 | 0.23569 | 0.036938 | 0.18181 | 0.16167 | 0.050218 | 0.17897 | 0.001 | 0.024 | 0.002 | 0.006 | 0.002 | 0.019
3223 | 0.31451 | 0.090593 | 0.42154 | 0.30796 | 0.18782 | 0.24493 | 0.021232 | 0.1736 | 0.15894 | 0.061992 | 0.15522 | 0.03 | 0.09 | 0.047 | 0.05175 | 0.03 | 0.1
3224 | 0.24279 | 0.062933 | 0.37397 | 0.25184 | 0.13876 | 0.24459 | 0.016286 | 0.19608 | 0.16315 | 0.090121 | 0.1218 | 0.089 | 0.187 | 0.143 | 0.1325 | 0.078 | 0.22
3225 | 0.17755 | 0.032869 | 0.31167 | 0.19468 | 0.094814 | 0.22876 | 0.016602 | 0.25161 | 0.17945 | 0.15234 | 0.085082 | 0.189 | 0.302 | 0.271 | 0.2505 | 0.163 | 0.379
3226 | 0.13665 | 0.021706 | 0.24552 | 0.15132 | 0.071767 | 0.22484 | 0.021963 | 0.27733 | 0.20532 | 0.2534 | 0.06569 | 0.346 | 0.426 | 0.387 | 0.3965 | 0.309 | 0.544
3227 | 0.12801 | 0.028469 | 0.22556 | 0.1417 | 0.071543 | 0.23175 | 0.027757 | 0.29507 | 0.22334 | 0.3009 | 0.065639 | 0.535 | 0.524 | 0.466 | 0.5125 | 0.378 | 0.671
3228 | 0.13649 | 0.045454 | 0.25277 | 0.1571 | 0.082026 | 0.20276 | 0.032403 | 0.31801 | 0.21905 | 0.28032 | 0.075093 | 0.656 | 0.587 | 0.512 | 0.59125 | 0.464 | 0.733
3229 | 0.13053 | 0.059459 | 0.30103 | 0.17217 | 0.084968 | 0.15481 | 0.038988 | 0.32832 | 0.20978 | 0.27957 | 0.076446 | 0.707 | 0.607 | 0.527 | 0.6405 | 0.58 | 0.748
3230 | 0.10098 | 0.065953 | 0.32517 | 0.16923 | 0.08153 | 0.1267 | 0.046523 | 0.33559 | 0.20443 | 0.28223 | 0.07321 | 0.715 | 0.588 | 0.514 | 0.63925 | 0.608 | 0.72
3231 | 0.075307 | 0.064408 | 0.26012 | 0.13716 | 0.076057 | 0.1254 | 0.053604 | 0.34695 | 0.20982 | 0.29218 | 0.074723 | 0.681 | 0.533 | 0.483 | 0.60825 | 0.616 | 0.653
3232 | 0.059598 | 0.061843 | 0.24075 | 0.12606 | 0.077839 | 0.14111 | 0.059901 | 0.36666 | 0.22868 | 0.32947 | 0.077501 | 0.606 | 0.447 | 0.429 | 0.52425 | 0.516 | 0.546
3233 | 0.035544 | 0.057816 | 0.24672 | 0.11776 | 0.071021 | 0.15713 | 0.064853 | 0.38074 | 0.24678 | 0.37129 | 0.077961 | 0.494 | 0.335 | 0.331 | 0.42125 | 0.456 | 0.404
3234 | 0.018355 | 0.049046 | 0.26633 | 0.11191 | 0.051052 | 0.1631 | 0.065146 | 0.36424 | 0.24106 | 0.37011 | 0.06679 | 0.35 | 0.21 | 0.215 | 0.28825 | 0.343 | 0.245
3235 | 0.013583 | 0.043254 | 0.29839 | 0.11711 | 0.039364 | 0.15054 | 0.05933 | 0.32767 | 0.21106 | 0.31101 | 0.055035 | 0.192 | 0.093 | 0.104 | 0.14875 | 0.199 | 0.1
3236 | 0.014836 | 0.048469 | 0.3584 | 0.13956 | 0.045458 | 0.14118 | 0.0673 | 0.31312 | 0.19048 | 0.25041 | 0.057193 | 0.055 | 0.016 | 0.026 | 0.036 | 0.047 | 0.016
3237 | 0.019674 | 0.063507 | 0.43029 | 0.16722 | 0.051687 | 0.17091 | 0.078732 | 0.3276 | 0.21087 | 0.27712 | 0.06786 | 0 | 0 | 0 | 0 | 0 | 0
3238 | 0.04071 | 0.077385 | 0.42591 | 0.1714 | 0.047592 | 0.16309 | 0.075831 | 0.31995 | 0.21544 | 0.32123 | 0.057486 | 0 | 0 | 0 | 0 | 0 | 0
3239 | 0.093316 | 0.087827 | 0.35981 | 0.16785 | 0.050414 | 0.1218 | 0.067172 | 0.29492 | 0.19777 | 0.32739 | 0.046972 | 0 | 0 | 0 | 0 | 0 | 0
3240 | 0.18373 | 0.10664 | 0.27387 | 0.1787 | 0.078511 | 0.093787 | 0.055057 | 0.27346 | 0.17474 | 0.27994 | 0.051785 | 0 | 0 | 0 | 0 | 0 | 0
3241 | 0.29421 | 0.12884 | 0.1925 | 0.20792 | 0.13705 | 0.088864 | 0.046491 | 0.25733 | 0.16259 | 0.22778 | 0.076377 | 0 | 0 | 0 | 0 | 0 | 0
3242 | 0.37472 | 0.14073 | 0.10913 | 0.23409 | 0.21842 | 0.10522 | 0.045411 | 0.24435 | 0.15987 | 0.17267 | 0.11723 | 0 | 0 | 0 | 0 | 0 | 0
3243 | 0.4231 | 0.14991 | 0.095152 | 0.27552 | 0.30831 | 0.12857 | 0.048182 | 0.22904 | 0.15995 | 0.11993 | 0.16226 | 0 | 0 | 0 | 0 | 0 | 0
3244 | 0.44176 | 0.17812 | 0.1258 | 0.31148 | 0.36688 | 0.14772 | 0.05558 | 0.21346 | 0.1601 | 0.082305 | 0.19691 | 0 | 0 | 0 | 0 | 0 | 0
3245 | 0.44445 | 0.21609 | 0.22556 | 0.35074 | 0.38222 | 0.15069 | 0.062557 | 0.1965 | 0.15379 | 0.053526 | 0.21447 | 0 | 0 | 0 | 0 | 0 | 0
3246 | 0.46542 | 0.26506 | 0.31704 | 0.39016 | 0.38801 | 0.14786 | 0.054775 | 0.19014 | 0.14849 | 0.037215 | 0.21875 | 0.006 | 0.036 | 0.003 | 0.0055 | 0.005 | 0.008
3247 | 0.4971 | 0.31425 | 0.313 | 0.40534 | 0.40592 | 0.1545 | 0.041708 | 0.18386 | 0.1486 | 0.03589 | 0.22016 | 0.045 | 0.131 | 0.053 | 0.04875 | 0.065 | 0.032
3248 | 0.49529 | 0.36586 | 0.22902 | 0.39131 | 0.44962 | 0.20548 | 0.06996 | 0.19959 | 0.1779 | 0.071738 | 0.23478 | 0.096 | 0.246 | 0.158 | 0.11825 | 0.158 | 0.061
3249 | 0.46303 | 0.41592 | 0.23018 | 0.38748 | 0.46923 | 0.26217 | 0.10881 | 0.23391 | 0.2227 | 0.11226 | 0.28246 | 0.141 | 0.35 | 0.276 | 0.191 | 0.255 | 0.092
3250 | 0.38447 | 0.48505 | 0.24075 | 0.36747 | 0.4772 | 0.29364 | 0.14159 | 0.25584 | 0.2568 | 0.14759 | 0.33015 | 0.165 | 0.414 | 0.382 | 0.25025 | 0.347 | 0.107
3251 | 0.32727 | 0.53767 | 0.26758 | 0.34745 | 0.44749 | 0.32623 | 0.17859 | 0.2755 | 0.28038 | 0.17948 | 0.3403 | 0.187 | 0.439 | 0.461 | 0.2915 | 0.405 | 0.113
3252 | 0.25683 | 0.53842 | 0.29055 | 0.32228 | 0.41947 | 0.34743 | 0.21758 | 0.28516 | 0.29533 | 0.21803 | 0.3307 | 0.205 | 0.435 | 0.519 | 0.3155 | 0.419 | 0.119
3253 | 0.2028 | 0.54097 | 0.305 | 0.33124 | 0.48593 | 0.33089 | 0.25092 | 0.28741 | 0.30451 | 0.26113 | 0.3386 | 0.194 | 0.404 | 0.546 | 0.31675 | 0.37 | 0.157
3254 | 0.17836 | 0.55811 | 0.32926 | 0.35187 | 0.548 | 0.29101 | 0.27494 | 0.29168 | 0.319 | 0.30195 | 0.39136 | 0.171 | 0.357 | 0.541 | 0.31125 | 0.31 | 0.223
3255 | 0.14285 | 0.57145 | 0.34443 | 0.34469 | 0.54679 | 0.25691 | 0.29381 | 0.29589 | 0.32968 | 0.32929 | 0.43663 | 0.157 | 0.298 | 0.503 | 0.29675 | 0.228 | 0.299
3256 | 0.076065 | 0.54407 | 0.31839 | 0.29717 | 0.49706 | 0.20461 | 0.31532 | 0.28871 | 0.31231 | 0.33905 | 0.41685 | 0.146 | 0.232 | 0.432 | 0.2705 | 0.145 | 0.359
3257 | 0.027488 | 0.52389 | 0.29708 | 0.24534 | 0.41146 | 0.1596 | 0.32323 | 0.28197 | 0.28073 | 0.31185 | 0.36949 | 0.148 | 0.167 | 0.332 | 0.22425 | 0.089 | 0.328
3258 | 0.003808 | 0.5251 | 0.29446 | 0.20025 | 0.30249 | 0.12763 | 0.32147 | 0.26564 | 0.24035 | 0.24772 | 0.32041 | 0.123 | 0.107 | 0.217 | 0.16025 | 0.071 | 0.23
3259 | 7e-06 | 0.54209 | 0.29577 | 0.17158 | 0.21897 | 0.094886 | 0.31458 | 0.23584 | 0.19099 | 0.1725 | 0.26074 | 0.08 | 0.053 | 0.112 | 0.08725 | 0.05 | 0.107
3260 | 7e-06 | 0.53995 | 0.332 | 0.15868 | 0.14402 | 0.072114 | 0.3181 | 0.23222 | 0.15993 | 0.14506 | 0.19033 | 0.029 | 0.01 | 0.028 | 0.0225 | 0.012 | 0.021
3261 | 0.002728 | 0.51914 | 0.45807 | 0.18823 | 0.10389 | 0.053885 | 0.31699 | 0.25859 | 0.14779 | 0.13934 | 0.13935 | 0 | 0 | 0.001 | 0.00025 | 0 | 0
3262 | 0.009895 | 0.51047 | 0.52936 | 0.21214 | 0.097172 | 0.029148 | 0.29339 | 0.26777 | 0.13402 | 0.1273 | 0.11185 | 0 | 0 | 0 | 0 | 0 | 0
3263 | 0.020633 | 0.50849 | 0.51494 | 0.22384 | 0.13595 | 0.016491 | 0.28165 | 0.26005 | 0.12994 | 0.13148 | 0.11173 | 0 | 0 | 0 | 0 | 0 | 0
3264 | 0.034098 | 0.52585 | 0.52216 | 0.2523 | 0.20065 | 0.018137 | 0.2712 | 0.24516 | 0.12844 | 0.11336 | 0.13709 | 0 | 0 | 0 | 0 | 0 | 0
3265 | 0.062784 | 0.54746 | 0.47856 | 0.26832 | 0.26362 | 0.027774 | 0.25609 | 0.22573 | 0.12704 | 0.076564 | 0.17809 | 0 | 0 | 0 | 0 | 0 | 0
3266 | 0.091203 | 0.56136 | 0.39546 | 0.25995 | 0.29319 | 0.040748 | 0.22929 | 0.20576 | 0.12617 | 0.045574 | 0.21261 | 0 | 0 | 0 | 0 | 0 | 0
3267 | 0.10238 | 0.58002 | 0.34721 | 0.24829 | 0.29527 | 0.052331 | 0.21094 | 0.18339 | 0.12075 | 0.026576 | 0.2207 | 0 | 0 | 0 | 0 | 0 | 0
3268 | 0.093142 | 0.58202 | 0.30899 | 0.22733 | 0.27985 | 0.059901 | 0.20691 | 0.16365 | 0.1108 | 0.011272 | 0.20836 | 0 | 0 | 0 | 0 | 0 | 0
3269 | 0.061424 | 0.57849 | 0.2626 | 0.18928 | 0.24382 | 0.061601 | 0.19509 | 0.14264 | 0.098441 | 0.005416 | 0.1841 | 0 | 0 | 0 | 0 | 0 | 0
3270 | 0.032827 | 0.56681 | 0.20319 | 0.14463 | 0.19787 | 0.060369 | 0.17317 | 0.11808 | 0.085713 | 0.010721 | 0.15368 | 0.007 | 0.029 | 0.004 | 0.00925 | 0.001 | 0.025
3271 | 0.023876 | 0.53684 | 0.14295 | 0.10952 | 0.16172 | 0.040648 | 0.1726 | 0.084752 | 0.064168 | 0.017248 | 0.11402 | 0.072 | 0.119 | 0.059 | 0.0775 | 0.047 | 0.132
3272 | 0.033828 | 0.53033 | 0.12746 | 0.107 | 0.1597 | 0.025521 | 0.23127 | 0.075512 | 0.059006 | 0.016545 | 0.11845 | 0.187 | 0.253 | 0.186 | 0.201 | 0.149 | 0.282
3273 | 0.051663 | 0.54116 | 0.097289 | 0.11032 | 0.182 | 0.027862 | 0.27732 | 0.076683 | 0.067975 | 0.025683 | 0.14167 | 0.348 | 0.387 | 0.348 | 0.357 | 0.304 | 0.428
3274 | 0.076382 | 0.57218 | 0.061005 | 0.12335 | 0.23267 | 0.040136 | 0.30346 | 0.07706 | 0.08455 | 0.040081 | 0.18092 | 0.498 | 0.498 | 0.495 | 0.50325 | 0.467 | 0.553
3275 | 0.10457 | 0.60334 | 0.035282 | 0.14269 | 0.28822 | 0.058293 | 0.32541 | 0.074486 | 0.10162 | 0.055719 | 0.21798 | 0.604 | 0.581 | 0.61 | 0.61225 | 0.591 | 0.644
3276 | 0.12226 | 0.63651 | 0.016814 | 0.15829 | 0.3358 | 0.072047 | 0.34336 | 0.071089 | 0.11684 | 0.069441 | 0.25478 | 0.676 | 0.622 | 0.683 | 0.6825 | 0.682 | 0.689
3277 | 0.12741 | 0.67371 | 0.00542 | 0.16711 | 0.36851 | 0.082928 | 0.35818 | 0.069336 | 0.13145 | 0.081732 | 0.29179 | 0.697 | 0.626 | 0.717 | 0.705 | 0.717 | 0.689
3278 | 0.12615 | 0.70662 | 0.00247 | 0.1667 | 0.37146 | 0.089471 | 0.3688 | 0.070433 | 0.14102 | 0.090438 | 0.31373 | 0.669 | 0.604 | 0.709 | 0.6915 | 0.746 | 0.642
3279 | 0.11726 | 0.72195 | 0.007029 | 0.1597 | 0.35483 | 0.094157 | 0.37319 | 0.074739 | 0.14647 | 0.095929 | 0.32107 | 0.587 | 0.533 | 0.657 | 0.63325 | 0.73 | 0.559
3280 | 0.10899 | 0.71485 | 0.023932 | 0.149 | 0.31407 | 0.096465 | 0.36437 | 0.082156 | 0.14464 | 0.096922 | 0.303 | 0.446 | 0.432 | 0.568 | 0.52775 | 0.657 | 0.44
3281 | 0.10761 | 0.69113 | 0.056062 | 0.1416 | 0.26112 | 0.097113 | 0.34066 | 0.089729 | 0.13734 | 0.0969 | 0.26562 | 0.323 | 0.301 | 0.442 | 0.406 | 0.542 | 0.317
3282 | 0.12324 | 0.6507 | 0.09027 | 0.13961 | 0.2053 | 0.09372 | 0.29005 | 0.093969 | 0.12586 | 0.094933 | 0.22081 | 0.204 | 0.171 | 0.293 | 0.263 | 0.356 | 0.199
3283 | 0.15229 | 0.6038 | 0.14653 | 0.15007 | 0.15138 | 0.087835 | 0.21539 | 0.094034 | 0.10845 | 0.085988 | 0.16596 | 0.105 | 0.071 | 0.148 | 0.12475 | 0.153 | 0.093
3284 | 0.19438 | 0.55237 | 0.27641 | 0.19676 | 0.11949 | 0.089711 | 0.1662 | 0.099684 | 0.095346 | 0.083798 | 0.10819 | 0.034 | 0.01 | 0.038 | 0.02875 | 0.025 | 0.018
3285 | 0.25707 | 0.46799 | 0.43759 | 0.26986 | 0.11492 | 0.081604 | 0.13418 | 0.1088 | 0.086651 | 0.079725 | 0.076477 | 0 | 0 | 0.001 | 0.00025 | 0 | 0
3286 | 0.32134 | 0.42284 | 0.47125 | 0.30599 | 0.12537 | 0.055618 | 0.10542 | 0.10014 | 0.068118 | 0.050356 | 0.066362 | 0 | 0 | 0 | 0 | 0 | 0
3287 | 0.37822 | 0.38648 | 0.42009 | 0.31982 | 0.16115 | 0.047245 | 0.088771 | 0.085569 | 0.057103 | 0.017142 | 0.078457 | 0 | 0 | 0 | 0 | 0 | 0
3288 | 0.39688 | 0.34299 | 0.36122 | 0.32473 | 0.21609 | 0.05507 | 0.085633 | 0.074099 | 0.059542 | 0.005031 | 0.10397 | 0 | 0 | 0 | 0 | 0 | 0
3289 | 0.38076 | 0.29838 | 0.30103 | 0.32093 | 0.281 | 0.062238 | 0.086035 | 0.065618 | 0.068638 | 0.010652 | 0.13604 | 0 | 0 | 0 | 0 | 0 | 0
3290 | 0.37676 | 0.25132 | 0.23956 | 0.31623 | 0.33236 | 0.072372 | 0.085661 | 0.063809 | 0.082125 | 0.026282 | 0.16604 | 0 | 0 | 0 | 0 | 0 | 0
3291 | 0.39808 | 0.20445 | 0.1811 | 0.31739 | 0.373 | 0.091068 | 0.08127 | 0.068778 | 0.10005 | 0.045218 | 0.19514 | 0 | 0 | 0 | 0 | 0 | 0
3292 | 0.39982 | 0.17643 | 0.1061 | 0.29639 | 0.38324 | 0.11429 | 0.078469 | 0.078682 | 0.11735 | 0.067823 | 0.20862 | 0 | 0 | 0 | 0 | 0 | 0
3293 | 0.38158 | 0.16542 | 0.063839 | 0.27515 | 0.38002 | 0.13951 | 0.076998 | 0.093046 | 0.13667 | 0.096689 | 0.21743 | 0 | 0 | 0 | 0 | 0 | 0
3294 | 0.37706 | 0.17814 | 0.094446 | 0.27342 | 0.34877 | 0.16289 | 0.065772 | 0.112 | 0.15191 | 0.12651 | 0.20623 | 0.008 | 0.031 | 0.005 | 0.0085 | 0.004 | 0.017
3295 | 0.3955 | 0.23443 | 0.13854 | 0.28752 | 0.3285 | 0.13448 | 0.03695 | 0.11825 | 0.13481 | 0.099264 | 0.18726 | 0.071 | 0.116 | 0.07 | 0.07075 | 0.057 | 0.085
3296 | 0.42226 | 0.32867 | 0.15572 | 0.31738 | 0.37417 | 0.20228 | 0.031646 | 0.12092 | 0.16982 | 0.11282 | 0.24324 | 0.17 | 0.227 | 0.199 | 0.1745 | 0.152 | 0.177
3297 | 0.42941 | 0.43428 | 0.27009 | 0.37665 | 0.43044 | 0.30585 | 0.056743 | 0.17999 | 0.25856 | 0.24319 | 0.3052 | 0.294 | 0.334 | 0.346 | 0.29775 | 0.272 | 0.279
3298 | 0.46987 | 0.49777 | 0.44051 | 0.45829 | 0.4645 | 0.38944 | 0.088065 | 0.24177 | 0.32532 | 0.32853 | 0.34151 | 0.414 | 0.432 | 0.474 | 0.41375 | 0.404 | 0.363
3299 | 0.55087 | 0.51491 | 0.58854 | 0.54655 | 0.50024 | 0.44726 | 0.1144 | 0.28281 | 0.37024 | 0.38947 | 0.36141 | 0.515 | 0.517 | 0.567 | 0.50525 | 0.564 | 0.375
3300 | 0.65231 | 0.49991 | 0.69089 | 0.63237 | 0.55391 | 0.48225 | 0.14054 | 0.31932 | 0.40551 | 0.43281 | 0.38767 | 0.536 | 0.574 | 0.618 | 0.54475 | 0.695 | 0.33
3301 | 0.76472 | 0.4625 | 0.77044 | 0.71632 | 0.61379 | 0.53383 | 0.16584 | 0.35999 | 0.44643 | 0.46336 | 0.42856 | 0.456 | 0.584 | 0.633 | 0.531 | 0.738 | 0.297
3302 | 0.86258 | 0.43485 | 0.82718 | 0.79242 | 0.68749 | 0.58869 | 0.18157 | 0.39831 | 0.49368 | 0.50197 | 0.48574 | 0.359 | 0.547 | 0.617 | 0.47525 | 0.701 | 0.224
3303 | 0.91267 | 0.40188 | 0.85944 | 0.84905 | 0.77504 | 0.63682 | 0.18357 | 0.4281 | 0.53622 | 0.53328 | 0.54666 | 0.355 | 0.47 | 0.567 | 0.439 | 0.648 | 0.186
3304 | 0.92456 | 0.3806 | 0.8537 | 0.87251 | 0.83927 | 0.66502 | 0.16972 | 0.45028 | 0.57032 | 0.56846 | 0.59752 | 0.32 | 0.371 | 0.485 | 0.3865 | 0.584 | 0.157
3305 | 0.90164 | 0.39314 | 0.8172 | 0.86579 | 0.87852 | 0.64168 | 0.15615 | 0.46109 | 0.58598 | 0.5964 | 0.64475 | 0.217 | 0.258 | 0.375 | 0.28775 | 0.457 | 0.102
3306 | 0.81285 | 0.46438 | 0.75586 | 0.81206 | 0.86748 | 0.55995 | 0.15343 | 0.44303 | 0.56092 | 0.55825 | 0.68247 | 0.125 | 0.147 | 0.247 | 0.1815 | 0.293 | 0.061
3307 | 0.6847 | 0.5753 | 0.73222 | 0.74189 | 0.80874 | 0.51401 | 0.17048 | 0.40637 | 0.51277 | 0.44623 | 0.68446 | 0.07 | 0.054 | 0.123 | 0.08975 | 0.121 | 0.045
3308 | 0.61451 | 0.64818 | 0.73958 | 0.67801 | 0.67994 | 0.49379 | 0.20883 | 0.38764 | 0.46805 | 0.3821 | 0.60867 | 0.025 | 0.006 | 0.032 | 0.02275 | 0.018 | 0.016
3309 | 0.56774 | 0.70556 | 0.74882 | 0.5938 | 0.46482 | 0.46944 | 0.24364 | 0.37814 | 0.42683 | 0.37129 | 0.48845 | 0 | 0 | 0.001 | 0.00025 | 0 | 0
3310 | 0.52802 | 0.69351 | 0.77139 | 0.54262 | 0.32847 | 0.41679 | 0.26326 | 0.34398 | 0.37307 | 0.35472 | 0.37681 | 0 | 0 | 0 | 0 | 0 | 0
3311 | 0.54504 | 0.63072 | 0.72363 | 0.51189 | 0.267 | 0.37118 | 0.26333 | 0.32385 | 0.334 | 0.34366 | 0.2973 | 0 | 0 | 0 | 0 | 0 | 0
3312 | 0.64348 | 0.5952 | 0.66931 | 0.53023 | 0.2779 | 0.37771 | 0.24041 | 0.3284 | 0.32386 | 0.31209 | 0.27725 | 0 | 0 | 0 | 0 | 0 | 0
3313 | 0.71837 | 0.55828 | 0.66931 | 0.59646 | 0.4017 | 0.40508 | 0.212 | 0.32863 | 0.3295 | 0.2699 | 0.3144 | 0 | 0 | 0 | 0 | 0 | 0
3314 | 0.71786 | 0.51367 | 0.69671 | 0.64861 | 0.53126 | 0.41782 | 0.18801 | 0.32014 | 0.33033 | 0.22855 | 0.35481 | 0 | 0 | 0 | 0 | 0 | 0
3315 | 0.7017 | 0.4502 | 0.71817 | 0.67399 | 0.6021 | 0.42771 | 0.16915 | 0.31039 | 0.33208 | 0.21059 | 0.37963 | 0 | 0 | 0 | 0 | 0 | 0
3316 | 0.6947 | 0.38999 | 0.70927 | 0.67547 | 0.62243 | 0.42705 | 0.15974 | 0.3068 | 0.34475 | 0.24904 | 0.3961 | 0 | 0 | 0 | 0 | 0 | 0
3317 | 0.68917 | 0.34285 | 0.69787 | 0.67187 | 0.62856 | 0.42794 | 0.15853 | 0.29616 | 0.34857 | 0.26993 | 0.40023 | 0 | 0 | 0 | 0 | 0 | 0
3318 | 0.69548 | 0.34546 | 0.6838 | 0.67363 | 0.64159 | 0.40954 | 0.13671 | 0.2769 | 0.34748 | 0.2975 | 0.40597 | 0.009 | 0.025 | 0.002 | 0.0075 | 0.002 | 0.017
3319 | 0.69424 | 0.39206 | 0.61824 | 0.65657 | 0.65722 | 0.41998 | 0.13832 | 0.25969 | 0.37562 | 0.38798 | 0.43482 | 0.072 | 0.09 | 0.045 | 0.06525 | 0.048 | 0.096
3320 | 0.70129 | 0.46193 | 0.5621 | 0.65163 | 0.69149 | 0.53837 | 0.2079 | 0.31863 | 0.46691 | 0.48126 | 0.52939 | 0.186 | 0.192 | 0.138 | 0.18225 | 0.156 | 0.249
3321 | 0.69742 | 0.51659 | 0.70132 | 0.70564 | 0.71818 | 0.64243 | 0.27359 | 0.40272 | 0.54603 | 0.54126 | 0.5977 | 0.343 | 0.308 | 0.265 | 0.33475 | 0.322 | 0.409
3322 | 0.68161 | 0.56535 | 0.72688 | 0.71013 | 0.72191 | 0.67136 | 0.32081 | 0.43951 | 0.57999 | 0.59981 | 0.60928 | 0.453 | 0.419 | 0.391 | 0.45425 | 0.473 | 0.5
3323 | 0.66456 | 0.59384 | 0.77044 | 0.71565 | 0.71196 | 0.67788 | 0.35465 | 0.45587 | 0.58958 | 0.62147 | 0.60309 | 0.53 | 0.502 | 0.486 | 0.53425 | 0.588 | 0.533
3324 | 0.65885 | 0.59923 | 0.8092 | 0.72165 | 0.69688 | 0.67956 | 0.38014 | 0.47432 | 0.59397 | 0.62943 | 0.59257 | 0.559 | 0.557 | 0.54 | 0.57475 | 0.665 | 0.535
3325 | 0.6552 | 0.59304 | 0.843 | 0.72997 | 0.69171 | 0.68076 | 0.3951 | 0.48917 | 0.595 | 0.62326 | 0.58681 | 0.539 | 0.564 | 0.551 | 0.572 | 0.696 | 0.502
3326 | 0.64714 | 0.59114 | 0.87091 | 0.7351 | 0.68727 | 0.67608 | 0.39522 | 0.49937 | 0.59105 | 0.6083 | 0.58043 | 0.485 | 0.53 | 0.536 | 0.5455 | 0.698 | 0.463
3327 | 0.64099 | 0.58657 | 0.88733 | 0.73215 | 0.66813 | 0.65763 | 0.38358 | 0.51012 | 0.57993 | 0.58836 | 0.56362 | 0.422 | 0.47 | 0.492 | 0.5 | 0.662 | 0.424
3328 | 0.62182 | 0.57835 | 0.89388 | 0.71746 | 0.63669 | 0.62436 | 0.35491 | 0.50905 | 0.55511 | 0.5529 | 0.53413 | 0.36 | 0.381 | 0.418 | 0.4285 | 0.586 | 0.35
3329 | 0.60007 | 0.56313 | 0.88099 | 0.69014 | 0.58936 | 0.57029 | 0.31407 | 0.49361 | 0.51907 | 0.52562 | 0.48675 | 0.287 | 0.274 | 0.319 | 0.33325 | 0.476 | 0.251
3330 | 0.56315 | 0.52734 | 0.83952 | 0.64564 | 0.53425 | 0.50183 | 0.25288 | 0.46265 | 0.46998 | 0.48934 | 0.42609 | 0.201 | 0.164 | 0.212 | 0.22325 | 0.309 | 0.171
3331 | 0.52116 | 0.46643 | 0.74882 | 0.5792 | 0.46762 | 0.39291 | 0.16708 | 0.38982 | 0.37572 | 0.36901 | 0.35114 | 0.119 | 0.07 | 0.108 | 0.11625 | 0.146 | 0.092
3332 | 0.47351 | 0.39134 | 0.63138 | 0.50397 | 0.40702 | 0.31748 | 0.12224 | 0.30468 | 0.28372 | 0.22824 | 0.28449 | 0.034 | 0.012 | 0.031 | 0.03225 | 0.039 | 0.025
3333 | 0.41663 | 0.31468 | 0.57331 | 0.45183 | 0.36556 | 0.28981 | 0.10688 | 0.27825 | 0.25068 | 0.18601 | 0.24864 | 0 | 0 | 0.001 | 0.00025 | 0 | 0
3334 | 0.36975 | 0.25252 | 0.59265 | 0.43247 | 0.33503 | 0.27126 | 0.10249 | 0.26734 | 0.24084 | 0.18647 | 0.2383 | 0 | 0 | 0 | 0 | 0 | 0
3335 | 0.33857 | 0.21461 | 0.60081 | 0.42328 | 0.33046 | 0.27581 | 0.10666 | 0.27139 | 0.24456 | 0.19028 | 0.24077 | 0 | 0 | 0 | 0 | 0 | 0
3336 | 0.31723 | 0.19489 | 0.59674 | 0.40978 | 0.31535 | 0.28007 | 0.10899 | 0.27425 | 0.24458 | 0.19234 | 0.23165 | 0 | 0 | 0 | 0 | 0 | 0
3337 | 0.29812 | 0.1861 | 0.57748 | 0.38834 | 0.28941 | 0.27401 | 0.10829 | 0.26966 | 0.23715 | 0.18976 | 0.21519 | 0 | 0 | 0 | 0 | 0 | 0
3338 | 0.2772 | 0.1766 | 0.5635 | 0.36807 | 0.26351 | 0.25595 | 0.10623 | 0.25593 | 0.2214 | 0.17535 | 0.19838 | 0 | 0 | 0 | 0 | 0 | 0
3339 | 0.25716 | 0.165 | 0.55362 | 0.34793 | 0.23299 | 0.22115 | 0.1025 | 0.23979 | 0.19735 | 0.14844 | 0.18005 | 0 | 0 | 0 | 0 | 0 | 0
3340 | 0.23924 | 0.15637 | 0.53653 | 0.32707 | 0.20544 | 0.18323 | 0.096222 | 0.22335 | 0.17129 | 0.11377 | 0.16483 | 0 | 0 | 0 | 0 | 0 | 0
3341 | 0.22445 | 0.16033 | 0.53223 | 0.3135 | 0.18383 | 0.15069 | 0.086487 | 0.20225 | 0.15014 | 0.095936 | 0.15167 | 0 | 0 | 0 | 0 | 0 | 0
3342 | 0.20609 | 0.16945 | 0.54368 | 0.30603 | 0.16832 | 0.11782 | 0.062985 | 0.175 | 0.12749 | 0.07897 | 0.13816 | 0.007 | 0.021 | 0.003 | 0.00825 | 0.007 | 0.016
3343 | 0.19169 | 0.17788 | 0.4654 | 0.27176 | 0.1582 | 0.1022 | 0.043448 | 0.14626 | 0.11552 | 0.09119 | 0.12243 | 0.053 | 0.081 | 0.05 | 0.05825 | 0.051 | 0.079
3344 | 0.18235 | 0.18093 | 0.32245 | 0.22353 | 0.16581 | 0.11528 | 0.050573 | 0.14761 | 0.12901 | 0.11361 | 0.13954 | 0.152 | 0.166 | 0.161 | 0.1735 | 0.157 | 0.224
3345 | 0.1777 | 0.18177 | 0.41282 | 0.25532 | 0.17545 | 0.1327 | 0.058417 | 0.17121 | 0.14687 | 0.12895 | 0.15462 | 0.252 | 0.253 | 0.296 | 0.28775 | 0.282 | 0.321
3346 | 0.18216 | 0.1877 | 0.38683 | 0.25064 | 0.18294 | 0.15425 | 0.059649 | 0.18713 | 0.16085 | 0.14335 | 0.15869 | 0.361 | 0.324 | 0.409 | 0.39875 | 0.426 | 0.399
3347 | 0.18584 | 0.19495 | 0.35279 | 0.24386 | 0.19294 | 0.15632 | 0.05663 | 0.1935 | 0.16127 | 0.14041 | 0.15485 | 0.433 | 0.373 | 0.488 | 0.47025 | 0.498 | 0.462
3348 | 0.19054 | 0.20821 | 0.32245 | 0.2423 | 0.21392 | 0.1463 | 0.05516 | 0.19751 | 0.15672 | 0.1285 | 0.15459 | 0.482 | 0.394 | 0.538 | 0.51625 | 0.534 | 0.511
3349 | 0.19152 | 0.21995 | 0.31974 | 0.24984 | 0.23827 | 0.14279 | 0.055608 | 0.2055 | 0.15591 | 0.11475 | 0.16061 | 0.5 | 0.395 | 0.557 | 0.5315 | 0.54 | 0.529
3350 | 0.18951 | 0.22607 | 0.33337 | 0.26082 | 0.25956 | 0.1447 | 0.057552 | 0.21669 | 0.16058 | 0.11064 | 0.17027 | 0.487 | 0.378 | 0.538 | 0.51275 | 0.508 | 0.518
3351 | 0.1683 | 0.23215 | 0.32926 | 0.2568 | 0.27285 | 0.14431 | 0.060706 | 0.22666 | 0.16707 | 0.11568 | 0.18163 | 0.457 | 0.335 | 0.49 | 0.46675 | 0.439 | 0.481
3352 | 0.13184 | 0.22396 | 0.313 | 0.23753 | 0.26775 | 0.13755 | 0.06361 | 0.23041 | 0.16847 | 0.11941 | 0.1865 | 0.423 | 0.272 | 0.423 | 0.405 | 0.356 | 0.418
3353 | 0.09455 | 0.21782 | 0.305 | 0.21439 | 0.24361 | 0.12989 | 0.065502 | 0.22956 | 0.16419 | 0.1179 | 0.17943 | 0.365 | 0.204 | 0.341 | 0.3275 | 0.273 | 0.331
3354 | 0.062703 | 0.22098 | 0.29577 | 0.18985 | 0.21109 | 0.1242 | 0.065324 | 0.22773 | 0.15908 | 0.11743 | 0.16695 | 0.272 | 0.127 | 0.239 | 0.23525 | 0.207 | 0.223
3355 | 0.034492 | 0.23935 | 0.29839 | 0.17181 | 0.18255 | 0.11049 | 0.060485 | 0.21001 | 0.14497 | 0.10662 | 0.15274 | 0.158 | 0.06 | 0.128 | 0.1285 | 0.121 | 0.107
3356 | 0.014061 | 0.26574 | 0.33888 | 0.17032 | 0.15801 | 0.10328 | 0.068167 | 0.18227 | 0.13225 | 0.1075 | 0.13595 | 0.051 | 0.012 | 0.038 | 0.03725 | 0.035 | 0.025
3357 | 0.005028 | 0.28315 | 0.45368 | 0.20504 | 0.1564 | 0.11515 | 0.088883 | 0.20646 | 0.14941 | 0.14107 | 0.13496 | 0 | 0 | 0.001 | 0.00025 | 0 | 0
3358 | 0.005878 | 0.29143 | 0.55079 | 0.2413 | 0.16723 | 0.1129 | 0.10938 | 0.24318 | 0.17019 | 0.18418 | 0.1405 | 0 | 0 | 0 | 0 | 0 | 0
3359 | 0.019197 | 0.28579 | 0.5747 | 0.26252 | 0.19366 | 0.10977 | 0.126 | 0.26787 | 0.18974 | 0.23006 | 0.15124 | 0 | 0 | 0 | 0 | 0 | 0
3360 | 0.042126 | 0.26769 | 0.55362 | 0.27468 | 0.22829 | 0.10191 | 0.1338 | 0.27225 | 0.19762 | 0.24698 | 0.16936 | 0 | 0 | 0 | 0 | 0 | 0
3361 | 0.071849 | 0.25085 | 0.49607 | 0.2765 | 0.26159 | 0.093299 | 0.13354 | 0.26168 | 0.19472 | 0.231 | 0.19289 | 0 | 0 | 0 | 0 | 0 | 0
3362 | 0.10142 | 0.23387 | 0.423 | 0.26432 | 0.26855 | 0.091661 | 0.12826 | 0.2424 | 0.19033 | 0.21885 | 0.20841 | 0 | 0 | 0 | 0 | 0 | 0
3363 | 0.1168 | 0.21697 | 0.3697 | 0.24675 | 0.25376 | 0.091313 | 0.11745 | 0.21965 | 0.17787 | 0.18599 | 0.21454 | 0 | 0 | 0 | 0 | 0 | 0
3364 | 0.12912 | 0.20187 | 0.32653 | 0.22845 | 0.2297 | 0.091289 | 0.10416 | 0.19379 | 0.15766 | 0.13466 | 0.2109 | 0 | 0 | 0 | 0 | 0 | 0
3365 | 0.13623 | 0.18508 | 0.26883 | 0.19805 | 0.18909 | 0.084675 | 0.08621 | 0.1648 | 0.13487 | 0.10422 | 0.18578 | 0 | 0.001 | 0 | 0 | 0 | 0
3366 | 0.13075 | 0.16408 | 0.22098 | 0.16518 | 0.14381 | 0.073703 | 0.05452 | 0.1331 | 0.10739 | 0.076322 | 0.14642 | 0.01 | 0.039 | 0.006 | 0.01025 | 0 | 0.025
3367 | 0.12031 | 0.14602 | 0.18314 | 0.13568 | 0.10358 | 0.046666 | 0.034118 | 0.094898 | 0.069346 | 0.035807 | 0.10001 | 0.076 | 0.137 | 0.069 | 0.0715 | 0.02 | 0.121
3368 | 0.10834 | 0.1294 | 0.095152 | 0.099441 | 0.094835 | 0.035737 | 0.0487 | 0.089786 | 0.063564 | 0.040316 | 0.088417 | 0.201 | 0.276 | 0.202 | 0.207 | 0.151 | 0.274
3369 | 0.10591 | 0.11526 | 0.10164 | 0.10601 | 0.11048 | 0.048533 | 0.055481 | 0.12331 | 0.078052 | 0.046081 | 0.094283 | 0.372 | 0.407 | 0.362 | 0.3745 | 0.332 | 0.432
3370 | 0.12156 | 0.10655 | 0.067916 | 0.10985 | 0.14007 | 0.06526 | 0.060458 | 0.14413 | 0.091965 | 0.049989 | 0.10848 | 0.492 | 0.499 | 0.495 | 0.5045 | 0.497 | 0.534
3371 | 0.14051 | 0.10544 | 0.050299 | 0.1244 | 0.1824 | 0.078549 | 0.06582 | 0.16096 | 0.1073 | 0.061158 | 0.12852 | 0.588 | 0.555 | 0.598 | 0.60525 | 0.625 | 0.61
3372 | 0.14701 | 0.11206 | 0.04878 | 0.1405 | 0.22572 | 0.093351 | 0.072101 | 0.17278 | 0.12504 | 0.0809 | 0.15312 | 0.661 | 0.586 | 0.663 | 0.67075 | 0.709 | 0.65
3373 | 0.1397 | 0.11934 | 0.062698 | 0.15129 | 0.25147 | 0.10754 | 0.07951 | 0.18324 | 0.14233 | 0.10535 | 0.17321 | 0.698 | 0.584 | 0.686 | 0.69675 | 0.753 | 0.65
3374 | 0.12265 | 0.1238 | 0.082228 | 0.15324 | 0.25485 | 0.11677 | 0.085183 | 0.19294 | 0.15471 | 0.1253 | 0.18383 | 0.688 | 0.553 | 0.676 | 0.6845 | 0.746 | 0.628
3375 | 0.10386 | 0.1216 | 0.1061 | 0.14939 | 0.2382 | 0.11851 | 0.087595 | 0.20128 | 0.16071 | 0.13956 | 0.1835 | 0.646 | 0.499 | 0.628 | 0.641 | 0.705 | 0.585
3376 | 0.090666 | 0.11384 | 0.13767 | 0.1432 | 0.20125 | 0.11386 | 0.086507 | 0.20633 | 0.15893 | 0.14415 | 0.17139 | 0.575 | 0.418 | 0.544 | 0.561 | 0.624 | 0.501
3377 | 0.087949 | 0.10048 | 0.18212 | 0.14466 | 0.16391 | 0.10731 | 0.080128 | 0.20972 | 0.15162 | 0.13705 | 0.15239 | 0.465 | 0.315 | 0.425 | 0.442 | 0.501 | 0.377
3378 | 0.10199 | 0.092661 | 0.24075 | 0.1562 | 0.12586 | 0.094724 | 0.067898 | 0.2088 | 0.13818 | 0.12185 | 0.12733 | 0.326 | 0.201 | 0.283 | 0.298 | 0.35 | 0.233
3379 | 0.13335 | 0.096306 | 0.27387 | 0.16498 | 0.087729 | 0.078656 | 0.04999 | 0.19573 | 0.11674 | 0.095096 | 0.097459 | 0.168 | 0.091 | 0.139 | 0.14475 | 0.172 | 0.1
3380 | 0.17867 | 0.10096 | 0.25644 | 0.1659 | 0.062594 | 0.072572 | 0.044196 | 0.18734 | 0.10273 | 0.083386 | 0.067614 | 0.052 | 0.017 | 0.037 | 0.03875 | 0.044 | 0.022
3381 | 0.2377 | 0.10212 | 0.27641 | 0.19252 | 0.063461 | 0.077528 | 0.045627 | 0.20402 | 0.10428 | 0.084695 | 0.050866 | 0 | 0 | 0.001 | 0.00025 | 0 | 0
3382 | 0.28578 | 0.10697 | 0.28925 | 0.21828 | 0.079822 | 0.078436 | 0.044827 | 0.21643 | 0.10461 | 0.079966 | 0.043588 | 0 | 0 | 0 | 0 | 0 | 0
3383 | 0.30678 | 0.12282 | 0.30235 | 0.24069 | 0.11296 | 0.079357 | 0.044036 | 0.21973 | 0.10832 | 0.081115 | 0.05306 | 0 | 0 | 0 | 0 | 0 | 0
3384 | 0.28902 | 0.14392 | 0.32381 | 0.25445 | 0.15051 | 0.081746 | 0.043146 | 0.2201 | 0.11498 | 0.083481 | 0.074616 | 0 | 0 | 0 | 0 | 0 | 0
3385 | 0.24843 | 0.15757 | 0.33613 | 0.25517 | 0.18095 | 0.083309 | 0.041118 | 0.21444 | 0.11879 | 0.079533 | 0.097899 | 0 | 0 | 0 | 0 | 0 | 0
3386 | 0.23484 | 0.15198 | 0.32381 | 0.25936 | 0.21943 | 0.0885 | 0.039651 | 0.20652 | 0.12259 | 0.069017 | 0.12631 | 0 | 0 | 0 | 0 | 0 | 0
3387 | 0.20487 | 0.13281 | 0.28666 | 0.24015 | 0.22893 | 0.094414 | 0.039436 | 0.19428 | 0.12361 | 0.05469 | 0.15105 | 0 | 0 | 0 | 0 | 0 | 0
3388 | 0.18757 | 0.11525 | 0.24194 | 0.21766 | 0.22347 | 0.10259 | 0.039646 | 0.1794 | 0.12289 | 0.040171 | 0.16942 | 0 | 0 | 0 | 0 | 0 | 0
3389 | 0.16755 | 0.10734 | 0.18314 | 0.18389 | 0.20098 | 0.10793 | 0.037929 | 0.15921 | 0.11635 | 0.027455 | 0.1708 | 0 | 0.002 | 0 | 0 | 0 | 0
3390 | 0.14678 | 0.10446 | 0.12746 | 0.14847 | 0.17116 | 0.096521 | 0.028825 | 0.13501 | 0.10053 | 0.018935 | 0.15166 | 0.009 | 0.05 | 0.008 | 0.0105 | 0 | 0.025
3391 | 0.12936 | 0.10726 | 0.064414 | 0.10478 | 0.12055 | 0.055468 | 0.013462 | 0.093542 | 0.0641 | 0.009058 | 0.098332 | 0.074 | 0.16 | 0.077 | 0.0745 | 0.028 | 0.119
3392 | 0.11665 | 0.11319 | 0.032754 | 0.083218 | 0.10025 | 0.040433 | 0.013547 | 0.079736 | 0.050547 | 0.001374 | 0.080645 | 0.199 | 0.301 | 0.209 | 0.20575 | 0.152 | 0.263
3393 | 0.11568 | 0.12095 | 0.028747 | 0.079754 | 0.094839 | 0.041905 | 0.017907 | 0.10121 | 0.05598 | 3.1e-05 | 0.080775 | 0.339 | 0.442 | 0.362 | 0.3585 | 0.318 | 0.415
3394 | 0.12537 | 0.1307 | 0.033169 | 0.086424 | 0.10073 | 0.039272 | 0.021517 | 0.10892 | 0.057819 | 4e-06 | 0.083083 | 0.468 | 0.557 | 0.504 | 0.49825 | 0.477 | 0.544
3395 | 0.14244 | 0.14154 | 0.03658 | 0.099674 | 0.12 | 0.033183 | 0.024581 | 0.11144 | 0.057791 | 3.3e-05 | 0.086511 | 0.578 | 0.636 | 0.607 | 0.6065 | 0.602 | 0.639
3396 | 0.15942 | 0.15229 | 0.05446 | 0.1223 | 0.15302 | 0.029407 | 0.027467 | 0.11489 | 0.059937 | 0.000348 | 0.095098 | 0.659 | 0.675 | 0.672 | 0.6775 | 0.688 | 0.691
3397 | 0.16887 | 0.16198 | 0.084863 | 0.1468 | 0.18667 | 0.027813 | 0.030757 | 0.12027 | 0.064114 | 0.001339 | 0.10703 | 0.705 | 0.671 | 0.696 | 0.70875 | 0.735 | 0.699
3398 | 0.16508 | 0.17268 | 0.12172 | 0.1658 | 0.2106 | 0.028025 | 0.034627 | 0.12942 | 0.070014 | 0.004035 | 0.11858 | 0.708 | 0.628 | 0.681 | 0.69775 | 0.74 | 0.662
3399 | 0.15355 | 0.18759 | 0.16043 | 0.1784 | 0.22122 | 0.030114 | 0.038759 | 0.14219 | 0.077359 | 0.009824 | 0.12731 | 0.667 | 0.547 | 0.628 | 0.64225 | 0.699 | 0.575
3400 | 0.13772 | 0.20449 | 0.18314 | 0.1762 | 0.20773 | 0.033908 | 0.042419 | 0.15613 | 0.085334 | 0.020735 | 0.13056 | 0.583 | 0.429 | 0.536 | 0.5445 | 0.6 | 0.459
3401 | 0.13285 | 0.21942 | 0.17009 | 0.16297 | 0.18596 | 0.038946 | 0.042299 | 0.16763 | 0.092013 | 0.035342 | 0.12613 | 0.447 | 0.294 | 0.411 | 0.41125 | 0.464 | 0.323
3402 | 0.13523 | 0.22841 | 0.17305 | 0.15705 | 0.16287 | 0.044665 | 0.037635 | 0.17316 | 0.096011 | 0.050099 | 0.11612 | 0.315 | 0.177 | 0.265 | 0.2725 | 0.297 | 0.213
3403 | 0.1369 | 0.24264 | 0.20211 | 0.16013 | 0.14138 | 0.052148 | 0.031615 | 0.16896 | 0.098719 | 0.068403 | 0.10536 | 0.162 | 0.078 | 0.128 | 0.13575 | 0.15 | 0.103
3404 | 0.13692 | 0.26587 | 0.28151 | 0.17769 | 0.11464 | 0.071932 | 0.028295 | 0.17029 | 0.10789 | 0.096808 | 0.09252 | 0.053 | 0.015 | 0.032 | 0.03725 | 0.041 | 0.023
3405 | 0.13916 | 0.25106 | 0.3897 | 0.21106 | 0.10431 | 0.10881 | 0.030596 | 0.19256 | 0.13385 | 0.1407 | 0.093328 | 0 | 0 | 0.001 | 0.00025 | 0 | 0
3406 | 0.13868 | 0.21867 | 0.39835 | 0.21438 | 0.10611 | 0.13475 | 0.03499 | 0.21098 | 0.15287 | 0.17423 | 0.091532 | 0 | 0 | 0 | 0 | 0 | 0
3407 | 0.13406 | 0.18349 | 0.33337 | 0.19237 | 0.10969 | 0.1371 | 0.040806 | 0.21801 | 0.15814 | 0.19256 | 0.084872 | 0 | 0 | 0 | 0 | 0 | 0
3408 | 0.12618 | 0.14836 | 0.27135 | 0.16841 | 0.10769 | 0.12226 | 0.04857 | 0.22257 | 0.15718 | 0.20256 | 0.081326 | 0 | 0 | 0 | 0 | 0 | 0
3409 | 0.11645 | 0.12407 | 0.20537 | 0.14333 | 0.10817 | 0.10474 | 0.053759 | 0.22318 | 0.15545 | 0.21272 | 0.081169 | 0 | 0 | 0 | 0 | 0 | 0
3410 | 0.093026 | 0.10996 | 0.16911 | 0.12202 | 0.10393 | 0.093639 | 0.05744 | 0.22215 | 0.15673 | 0.2271 | 0.084032 | 0 | 0 | 0 | 0 | 0 | 0
3411 | 0.064811 | 0.1271 | 0.16043 | 0.1055 | 0.091273 | 0.090662 | 0.058091 | 0.21558 | 0.15936 | 0.24824 | 0.082958 | 0 | 0 | 0 | 0 | 0 | 0
3412 | 0.049727 | 0.17033 | 0.16043 | 0.09596 | 0.077725 | 0.086849 | 0.056825 | 0.20949 | 0.15619 | 0.25093 | 0.077497 | 0 | 0 | 0 | 0 | 0 | 0
3413 | 0.041476 | 0.20463 | 0.16911 | 0.097812 | 0.082849 | 0.074996 | 0.052488 | 0.19851 | 0.15009 | 0.24815 | 0.078719 | 0 | 0.001 | 0 | 0 | 0 | 0
3414 | 0.041121 | 0.2148 | 0.17907 | 0.11264 | 0.11772 | 0.059139 | 0.043106 | 0.17719 | 0.13986 | 0.23875 | 0.084361 | 0.011 | 0.037 | 0.006 | 0.0085 | 0 | 0.017
3415 | 0.052925 | 0.19956 | 0.13081 | 0.12688 | 0.19691 | 0.028784 | 0.029709 | 0.13082 | 0.097036 | 0.13284 | 0.095703 | 0.083 | 0.121 | 0.07 | 0.0635 | 0.032 | 0.069
3416 | 0.10409 | 0.17401 | 0.090958 | 0.16855 | 0.31062 | 0.019861 | 0.034557 | 0.12031 | 0.090202 | 0.10426 | 0.11638 | 0.206 | 0.229 | 0.191 | 0.1715 | 0.155 | 0.134
3417 | 0.17635 | 0.15545 | 0.093742 | 0.21118 | 0.36346 | 0.024822 | 0.044042 | 0.14155 | 0.11039 | 0.12859 | 0.14659 | 0.347 | 0.341 | 0.326 | 0.29675 | 0.317 | 0.197
3418 | 0.25102 | 0.14544 | 0.10018 | 0.22914 | 0.33621 | 0.034612 | 0.048251 | 0.15842 | 0.12141 | 0.12019 | 0.17241 | 0.474 | 0.449 | 0.455 | 0.4155 | 0.47 | 0.263
3419 | 0.29548 | 0.14184 | 0.11066 | 0.23194 | 0.28968 | 0.041371 | 0.050423 | 0.16423 | 0.12067 | 0.098351 | 0.17874 | 0.568 | 0.525 | 0.551 | 0.5085 | 0.584 | 0.331
3420 | 0.29681 | 0.13649 | 0.13508 | 0.22561 | 0.24494 | 0.049957 | 0.054901 | 0.16672 | 0.11707 | 0.084452 | 0.16716 | 0.599 | 0.55 | 0.591 | 0.555 | 0.645 | 0.385
3421 | 0.28513 | 0.12363 | 0.14563 | 0.21729 | 0.22111 | 0.06886 | 0.063774 | 0.17111 | 0.11986 | 0.079895 | 0.15958 | 0.569 | 0.538 | 0.589 | 0.54675 | 0.615 | 0.414
3422 | 0.28182 | 0.11428 | 0.14835 | 0.2179 | 0.22353 | 0.097668 | 0.075811 | 0.17906 | 0.12951 | 0.079586 | 0.16171 | 0.495 | 0.492 | 0.557 | 0.50725 | 0.544 | 0.433
3423 | 0.27863 | 0.1165 | 0.16716 | 0.22787 | 0.23783 | 0.12628 | 0.087442 | 0.19034 | 0.1428 | 0.086996 | 0.16758 | 0.393 | 0.43 | 0.49 | 0.45075 | 0.481 | 0.439
3424 | 0.27082 | 0.12323 | 0.18314 | 0.22774 | 0.22926 | 0.14958 | 0.09628 | 0.20311 | 0.15594 | 0.10172 | 0.16934 | 0.279 | 0.346 | 0.397 | 0.3645 | 0.38 | 0.402
3425 | 0.26595 | 0.127 | 0.20537 | 0.22666 | 0.20864 | 0.16694 | 0.10027 | 0.21741 | 0.17074 | 0.13438 | 0.16423 | 0.23 | 0.247 | 0.287 | 0.27175 | 0.251 | 0.319
3426 | 0.25306 | 0.12188 | 0.23602 | 0.22467 | 0.18492 | 0.17311 | 0.1011 | 0.22703 | 0.17988 | 0.16502 | 0.15435 | 0.182 | 0.151 | 0.194 | 0.18925 | 0.172 | 0.209
3427 | 0.21976 | 0.10679 | 0.26758 | 0.21609 | 0.16092 | 0.16515 | 0.099144 | 0.22149 | 0.17605 | 0.17867 | 0.13888 | 0.102 | 0.071 | 0.109 | 0.1025 | 0.095 | 0.104
3428 | 0.18146 | 0.086972 | 0.37112 | 0.23094 | 0.14024 | 0.15401 | 0.10683 | 0.23051 | 0.17624 | 0.19942 | 0.12102 | 0.036 | 0.014 | 0.033 | 0.03375 | 0.038 | 0.028
3429 | 0.15004 | 0.065997 | 0.55221 | 0.27769 | 0.13083 | 0.17266 | 0.12906 | 0.27089 | 0.19927 | 0.23555 | 0.11797 | 0 | 0 | 0.001 | 0.00025 | 0 | 0
3430 | 0.11696 | 0.046711 | 0.67175 | 0.3008 | 0.11371 | 0.18017 | 0.13013 | 0.28824 | 0.20462 | 0.23921 | 0.11087 | 0 | 0 | 0 | 0 | 0 | 0
3431 | 0.085367 | 0.032461 | 0.62877 | 0.26683 | 0.086345 | 0.16921 | 0.11708 | 0.27597 | 0.19151 | 0.22592 | 0.094947 | 0 | 0 | 0 | 0 | 0 | 0
3432 | 0.060929 | 0.021676 | 0.55079 | 0.22365 | 0.059237 | 0.15522 | 0.10148 | 0.25259 | 0.17725 | 0.22248 | 0.0787 | 0 | 0 | 0 | 0 | 0 | 0
3433 | 0.03885 | 0.015369 | 0.48878 | 0.18881 | 0.038799 | 0.14182 | 0.084482 | 0.23105 | 0.16275 | 0.21475 | 0.063368 | 0 | 0 | 0 | 0 | 0 | 0
3434 | 0.019707 | 0.012771 | 0.46247 | 0.16869 | 0.023881 | 0.12501 | 0.065971 | 0.20865 | 0.14266 | 0.18755 | 0.049452 | 0 | 0 | 0 | 0 | 0 | 0
3435 | 0.008393 | 0.013344 | 0.42883 | 0.15051 | 0.014318 | 0.10127 | 0.050991 | 0.18742 | 0.12005 | 0.15451 | 0.036978 | 0 | 0 | 0 | 0 | 0 | 0
3436 | 0.002734 | 0.015268 | 0.38827 | 0.13359 | 0.009781 | 0.072827 | 0.038387 | 0.16772 | 0.095198 | 0.11379 | 0.026459 | 0 | 0 | 0 | 0 | 0 | 0
3437 | 0.000592 | 0.017011 | 0.357 | 0.12253 | 0.010016 | 0.050075 | 0.029117 | 0.14909 | 0.075432 | 0.08269 | 0.01987 | 0 | 0.002 | 0 | 0 | 0 | 0
3438 | 8.4e-05 | 0.020651 | 0.33475 | 0.11594 | 0.01298 | 0.030955 | 0.013291 | 0.12915 | 0.058165 | 0.057437 | 0.015113 | 0.012 | 0.04 | 0.006 | 0.014 | 0.006 | 0.032
3439 | 0.000155 | 0.028369 | 0.23134 | 0.081835 | 0.014009 | 0.007042 | 0.005411 | 0.080254 | 0.029563 | 0.024623 | 0.006333 | 0.081 | 0.133 | 0.074 | 0.0875 | 0.059 | 0.136
3440 | 2.3e-05 | 0.041579 | 0.1046 | 0.039679 | 0.014412 | 9.2e-05 | 0.003576 | 0.055325 | 0.01601 | 0.005429 | 0.003193 | 0.193 | 0.265 | 0.205 | 0.21125 | 0.16 | 0.287
3441 | 0.001231 | 0.057209 | 0.082883 | 0.033237 | 0.015598 | 0.000271 | 0.002124 | 0.06137 | 0.016311 | 0.000148 | 0.003455 | 0.331 | 0.397 | 0.352 | 0.35525 | 0.289 | 0.449
3442 | 0.006294 | 0.072037 | 0.076458 | 0.033667 | 0.01825 | 0.000538 | 0.001922 | 0.066701 | 0.017789 | 3.3e-05 | 0.003886 | 0.457 | 0.512 | 0.485 | 0.4855 | 0.423 | 0.577
3443 | 0.014047 | 0.087076 | 0.071513 | 0.03616 | 0.022919 | 0.002437 | 0.001889 | 0.068677 | 0.019384 | 0.001481 | 0.004941 | 0.563 | 0.579 | 0.578 | 0.58625 | 0.544 | 0.66
3444 | 0.018147 | 0.10465 | 0.072121 | 0.040726 | 0.03191 | 0.006746 | 0.002048 | 0.067105 | 0.022213 | 0.007314 | 0.007687 | 0.641 | 0.605 | 0.628 | 0.6385 | 0.582 | 0.703
3445 | 0.022095 | 0.12363 | 0.077721 | 0.047748 | 0.043429 | 0.010507 | 0.002508 | 0.064758 | 0.02573 | 0.015696 | 0.01196 | 0.685 | 0.615 | 0.63 | 0.6495 | 0.572 | 0.711
3446 | 0.027323 | 0.13474 | 0.08354 | 0.056385 | 0.058291 | 0.014064 | 0.003165 | 0.065056 | 0.030219 | 0.024061 | 0.017694 | 0.694 | 0.59 | 0.591 | 0.641 | 0.597 | 0.682
3447 | 0.034886 | 0.1346 | 0.079636 | 0.063884 | 0.077129 | 0.018996 | 0.003934 | 0.068978 | 0.036448 | 0.031433 | 0.026384 | 0.659 | 0.531 | 0.533 | 0.59725 | 0.583 | 0.614
3448 | 0.044668 | 0.12607 | 0.093042 | 0.077062 | 0.093475 | 0.025704 | 0.004817 | 0.077194 | 0.044816 | 0.039187 | 0.03718 | 0.588 | 0.436 | 0.454 | 0.512 | 0.489 | 0.517
3449 | 0.062131 | 0.11631 | 0.1177 | 0.096588 | 0.10993 | 0.034097 | 0.005513 | 0.090859 | 0.05573 | 0.048453 | 0.049511 | 0.472 | 0.319 | 0.356 | 0.39275 | 0.354 | 0.389
3450 | 0.086243 | 0.11381 | 0.13942 | 0.1155 | 0.12083 | 0.046717 | 0.005961 | 0.10851 | 0.070553 | 0.061203 | 0.065788 | 0.325 | 0.194 | 0.239 | 0.2595 | 0.243 | 0.231
3451 | 0.098093 | 0.11677 | 0.18212 | 0.13254 | 0.11742 | 0.064935 | 0.006275 | 0.12065 | 0.085165 | 0.074834 | 0.08024 | 0.166 | 0.091 | 0.124 | 0.138 | 0.167 | 0.095
3452 | 0.10568 | 0.12328 | 0.23838 | 0.14952 | 0.1045 | 0.087931 | 0.007651 | 0.13415 | 0.10261 | 0.1025 | 0.085875 | 0.047 | 0.019 | 0.036 | 0.03925 | 0.054 | 0.02
3453 | 0.12102 | 0.12206 | 0.34027 | 0.18523 | 0.094414 | 0.10736 | 0.010058 | 0.15387 | 0.12081 | 0.14155 | 0.080475 | 0 | 0 | 0.001 | 0.00025 | 0 | 0
3454 | 0.12401 | 0.11933 | 0.42154 | 0.21072 | 0.086608 | 0.11063 | 0.012861 | 0.16119 | 0.12152 | 0.15079 | 0.063457 | 0 | 0 | 0 | 0 | 0 | 0
3455 | 0.12488 | 0.11923 | 0.40847 | 0.20741 | 0.088881 | 0.10045 | 0.018819 | 0.15944 | 0.1136 | 0.13921 | 0.055293 | 0 | 0 | 0 | 0 | 0 | 0
3456 | 0.10405 | 0.12394 | 0.35419 | 0.18487 | 0.096361 | 0.082116 | 0.027994 | 0.15285 | 0.10525 | 0.12376 | 0.06227 | 0 | 0 | 0 | 0 | 0 | 0
3457 | 0.077277 | 0.12316 | 0.28151 | 0.15118 | 0.094738 | 0.062575 | 0.03803 | 0.14523 | 0.097731 | 0.10875 | 0.074368 | 0 | 0 | 0 | 0 | 0 | 0
3458 | 0.063921 | 0.11321 | 0.22786 | 0.12663 | 0.088104 | 0.050037 | 0.04757 | 0.1377 | 0.08816 | 0.088892 | 0.076008 | 0 | 0 | 0 | 0 | 0 | 0
3459 | 0.067901 | 0.10499 | 0.16522 | 0.10548 | 0.083327 | 0.045279 | 0.056799 | 0.12508 | 0.078345 | 0.069034 | 0.073991 | 0 | 0 | 0 | 0 | 0 | 0
3460 | 0.082157 | 0.10137 | 0.13594 | 0.09894 | 0.078724 | 0.046523 | 0.066214 | 0.11706 | 0.072105 | 0.049188 | 0.075653 | 0 | 0 | 0 | 0 | 0 | 0
3461 | 0.095989 | 0.093468 | 0.11691 | 0.095249 | 0.072851 | 0.049953 | 0.073336 | 0.11066 | 0.067681 | 0.035677 | 0.074432 | 0 | 0.002 | 0 | 0 | 0 | 0
3462 | 0.13843 | 0.086426 | 0.12498 | 0.11044 | 0.067919 | 0.052104 | 0.056853 | 0.10624 | 0.06478 | 0.030309 | 0.070461 | 0.012 | 0.039 | 0.006 | 0.00975 | 0.007 | 0.014
3463 | 0.16175 | 0.072834 | 0.12746 | 0.11235 | 0.047838 | 0.043448 | 0.027491 | 0.085103 | 0.051668 | 0.019045 | 0.059076 | 0.065 | 0.121 | 0.065 | 0.06875 | 0.072 | 0.073
3464 | 0.16783 | 0.053239 | 0.18623 | 0.12832 | 0.030904 | 0.043768 | 0.025389 | 0.086915 | 0.046966 | 0.009491 | 0.047688 | 0.136 | 0.227 | 0.173 | 0.15875 | 0.153 | 0.173
3465 | 0.17131 | 0.039167 | 0.25399 | 0.14925 | 0.022441 | 0.054843 | 0.026825 | 0.11043 | 0.056429 | 0.021986 | 0.03846 | 0.201 | 0.328 | 0.294 | 0.25625 | 0.238 | 0.292
3466 | 0.17984 | 0.032882 | 0.27135 | 0.1595 | 0.027311 | 0.071149 | 0.027539 | 0.13301 | 0.070799 | 0.0418 | 0.037231 | 0.27 | 0.421 | 0.403 | 0.357 | 0.347 | 0.408
3467 | 0.18502 | 0.029013 | 0.2626 | 0.16502 | 0.047436 | 0.089854 | 0.03192 | 0.14771 | 0.086546 | 0.062243 | 0.046373 | 0.298 | 0.459 | 0.484 | 0.4115 | 0.404 | 0.46
3468 | 0.18332 | 0.025611 | 0.26883 | 0.1766 | 0.077653 | 0.11192 | 0.040024 | 0.16125 | 0.1035 | 0.080109 | 0.060719 | 0.322 | 0.458 | 0.531 | 0.4195 | 0.345 | 0.48
3469 | 0.18162 | 0.02729 | 0.29185 | 0.19418 | 0.10906 | 0.13875 | 0.048253 | 0.18118 | 0.12358 | 0.098205 | 0.076167 | 0.375 | 0.454 | 0.548 | 0.41625 | 0.26 | 0.482
3470 | 0.17405 | 0.035743 | 0.31435 | 0.21104 | 0.14471 | 0.16839 | 0.055663 | 0.20371 | 0.14705 | 0.11841 | 0.0977 | 0.42 | 0.424 | 0.538 | 0.441 | 0.314 | 0.492
3471 | 0.15179 | 0.046654 | 0.34165 | 0.22281 | 0.17499 | 0.1942 | 0.063328 | 0.22614 | 0.17174 | 0.14371 | 0.12291 | 0.368 | 0.374 | 0.502 | 0.4245 | 0.359 | 0.469
3472 | 0.12322 | 0.059762 | 0.37254 | 0.23139 | 0.19842 | 0.21461 | 0.070619 | 0.24633 | 0.19342 | 0.17056 | 0.14218 | 0.315 | 0.301 | 0.431 | 0.34225 | 0.252 | 0.371
3473 | 0.1041 | 0.073967 | 0.42154 | 0.25034 | 0.22539 | 0.23258 | 0.075947 | 0.26807 | 0.21695 | 0.20654 | 0.16062 | 0.251 | 0.216 | 0.336 | 0.27975 | 0.254 | 0.278
3474 | 0.096083 | 0.090801 | 0.4771 | 0.27114 | 0.24025 | 0.24555 | 0.08012 | 0.28089 | 0.23269 | 0.2339 | 0.17043 | 0.17 | 0.141 | 0.225 | 0.18275 | 0.165 | 0.171
3475 | 0.097676 | 0.10643 | 0.4771 | 0.27254 | 0.24284 | 0.24281 | 0.080665 | 0.26647 | 0.23164 | 0.24537 | 0.1719 | 0.097 | 0.069 | 0.12 | 0.10675 | 0.111 | 0.099
3476 | 0.093682 | 0.1161 | 0.50915 | 0.27531 | 0.2231 | 0.2196 | 0.088697 | 0.24652 | 0.22058 | 0.25702 | 0.15918 | 0.034 | 0.016 | 0.037 | 0.034 | 0.037 | 0.028
3477 | 0.081614 | 0.11819 | 0.60081 | 0.29428 | 0.20043 | 0.20066 | 0.11268 | 0.26434 | 0.22964 | 0.3125 | 0.14106 | 0 | 0 | 0.001 | 0.00025 | 0 | 0
3478 | 0.06878 | 0.12249 | 0.62616 | 0.29272 | 0.18323 | 0.19044 | 0.12064 | 0.26882 | 0.22741 | 0.31481 | 0.13558 | 0 | 0 | 0 | 0 | 0 | 0
3479 | 0.060095 | 0.14381 | 0.5635 | 0.27044 | 0.18771 | 0.17625 | 0.11971 | 0.24291 | 0.21408 | 0.2976 | 0.13958 | 0 | 0 | 0 | 0 | 0 | 0
3480 | 0.058543 | 0.16582 | 0.50189 | 0.25504 | 0.20469 | 0.16796 | 0.11921 | 0.21693 | 0.19869 | 0.25737 | 0.15249 | 0 | 0 | 0 | 0 | 0 | 0
3481 | 0.057745 | 0.18263 | 0.43905 | 0.23561 | 0.21003 | 0.16 | 0.11897 | 0.19872 | 0.19401 | 0.25811 | 0.1592 | 0 | 0 | 0 | 0 | 0 | 0
3482 | 0.05774 | 0.20761 | 0.42883 | 0.23306 | 0.21262 | 0.14684 | 0.11867 | 0.18733 | 0.18571 | 0.24895 | 0.15971 | 0 | 0 | 0 | 0 | 0 | 0
3483 | 0.058506 | 0.21849 | 0.39979 | 0.22397 | 0.21362 | 0.13378 | 0.11418 | 0.18019 | 0.17605 | 0.2321 | 0.15811 | 0 | 0 | 0 | 0 | 0 | 0
3484 | 0.057824 | 0.21733 | 0.3854 | 0.21621 | 0.20542 | 0.12539 | 0.10903 | 0.17565 | 0.16671 | 0.21349 | 0.1523 | 0 | 0 | 0 | 0 | 0 | 0
3485 | 0.053385 | 0.20897 | 0.35981 | 0.2004 | 0.18801 | 0.10279 | 0.093992 | 0.17095 | 0.14973 | 0.18427 | 0.14091 | 0 | 0.002 | 0 | 0 | 0 | 0
3486 | 0.042243 | 0.20957 | 0.30899 | 0.17493 | 0.17355 | 0.076029 | 0.061095 | 0.1587 | 0.12375 | 0.13405 | 0.12621 | 0.012 | 0.037 | 0.005 | 0.01425 | 0.006 | 0.034
3487 | 0.027174 | 0.20449 | 0.21199 | 0.12928 | 0.14868 | 0.050795 | 0.056862 | 0.13594 | 0.11513 | 0.16964 | 0.10413 | 0.074 | 0.123 | 0.06 | 0.08075 | 0.054 | 0.135
3488 | 0.015568 | 0.20353 | 0.15853 | 0.10436 | 0.13897 | 0.057219 | 0.069537 | 0.15518 | 0.12132 | 0.16882 | 0.10406 | 0.203 | 0.257 | 0.17 | 0.199 | 0.161 | 0.262
3489 | 0.013403 | 0.21483 | 0.18008 | 0.11285 | 0.14506 | 0.051097 | 0.080838 | 0.17372 | 0.11604 | 0.12583 | 0.11351 | 0.36 | 0.388 | 0.314 | 0.34875 | 0.324 | 0.397
3490 | 0.018854 | 0.22051 | 0.17806 | 0.12058 | 0.16483 | 0.055374 | 0.098117 | 0.18269 | 0.11947 | 0.10646 | 0.13337 | 0.485 | 0.495 | 0.451 | 0.48225 | 0.478 | 0.515
3491 | 0.028943 | 0.22984 | 0.15293 | 0.12252 | 0.1857 | 0.067604 | 0.11775 | 0.18815 | 0.1312 | 0.11376 | 0.1553 | 0.588 | 0.567 | 0.54 | 0.5815 | 0.597 | 0.601
3492 | 0.038652 | 0.25197 | 0.13854 | 0.12648 | 0.20225 | 0.087476 | 0.13576 | 0.19293 | 0.14629 | 0.12904 | 0.17571 | 0.66 | 0.61 | 0.592 | 0.6465 | 0.678 | 0.656
3493 | 0.044395 | 0.2747 | 0.12253 | 0.12874 | 0.21929 | 0.11411 | 0.15223 | 0.19939 | 0.16666 | 0.15431 | 0.19883 | 0.693 | 0.626 | 0.624 | 0.67925 | 0.725 | 0.675
3494 | 0.042028 | 0.30306 | 0.11143 | 0.13062 | 0.23839 | 0.14153 | 0.16498 | 0.20909 | 0.1897 | 0.18713 | 0.22106 | 0.692 | 0.61 | 0.619 | 0.6755 | 0.73 | 0.661
3495 | 0.037858 | 0.34092 | 0.11533 | 0.13565 | 0.25376 | 0.16951 | 0.17611 | 0.22143 | 0.21622 | 0.23244 | 0.2415 | 0.665 | 0.552 | 0.576 | 0.64275 | 0.719 | 0.611
3496 | 0.031582 | 0.37141 | 0.14118 | 0.1428 | 0.25564 | 0.20012 | 0.18761 | 0.23457 | 0.2399 | 0.27112 | 0.2538 | 0.585 | 0.457 | 0.503 | 0.56075 | 0.636 | 0.519
3497 | 0.022202 | 0.38516 | 0.18314 | 0.14935 | 0.2427 | 0.2198 | 0.19724 | 0.23801 | 0.25236 | 0.30521 | 0.24643 | 0.469 | 0.331 | 0.393 | 0.444 | 0.524 | 0.39
3498 | 0.018797 | 0.38261 | 0.2372 | 0.15792 | 0.21776 | 0.21638 | 0.20395 | 0.23114 | 0.24785 | 0.31709 | 0.22678 | 0.315 | 0.199 | 0.26 | 0.291 | 0.347 | 0.242
3499 | 0.018145 | 0.36995 | 0.27135 | 0.15445 | 0.17386 | 0.19062 | 0.1927 | 0.20783 | 0.21565 | 0.27108 | 0.19308 | 0.145 | 0.088 | 0.135 | 0.13625 | 0.157 | 0.108
3500 | 0.015708 | 0.36482 | 0.31435 | 0.15132 | 0.1239 | 0.16394 | 0.16482 | 0.18137 | 0.17767 | 0.21777 | 0.14761 | 0.05 | 0.019 | 0.04 | 0.04175 | 0.051 | 0.026
3501 | 0.013814 | 0.37143 | 0.42154 | 0.17374 | 0.08587 | 0.15983 | 0.16747 | 0.17975 | 0.17091 | 0.22551 | 0.11856 | 0.001 | 0 | 0.002 | 0.00075 | 0 | 0
3502 | 0.008884 | 0.37747 | 0.55079 | 0.20619 | 0.058885 | 0.14136 | 0.17608 | 0.17741 | 0.15848 | 0.2182 | 0.096969 | 0 | 0 | 0 | 0 | 0 | 0
3503 | 0.003893 | 0.38489 | 0.58441 | 0.21217 | 0.048225 | 0.11825 | 0.17938 | 0.17114 | 0.14586 | 0.21352 | 0.080549 | 0 | 0 | 0 | 0 | 0 | 0
3504 | 0.002716 | 0.41157 | 0.54652 | 0.19959 | 0.049519 | 0.091751 | 0.17923 | 0.16574 | 0.13406 | 0.20511 | 0.073648 | 0 | 0 | 0 | 0 | 0 | 0
3505 | 0.006828 | 0.4427 | 0.49898 | 0.18935 | 0.062249 | 0.058868 | 0.17866 | 0.15663 | 0.11835 | 0.1806 | 0.077294 | 0 | 0 | 0 | 0 | 0 | 0
3506 | 0.019169 | 0.44726 | 0.4654 | 0.18868 | 0.081468 | 0.031986 | 0.17276 | 0.14663 | 0.099358 | 0.13165 | 0.087167 | 0 | 0 | 0 | 0 | 0 | 0
3507 | 0.038924 | 0.43072 | 0.42154 | 0.18796 | 0.1034 | 0.019041 | 0.16618 | 0.13464 | 0.084405 | 0.087677 | 0.096265 | 0 | 0 | 0 | 0 | 0 | 0
3508 | 0.066254 | 0.4101 | 0.37967 | 0.19432 | 0.13704 | 0.017482 | 0.1525 | 0.12443 | 0.076736 | 0.056286 | 0.10875 | 0 | 0 | 0 | 0 | 0 | 0
3509 | 0.08189 | 0.37488 | 0.33337 | 0.1928 | 0.16314 | 0.021912 | 0.1338 | 0.11557 | 0.072101 | 0.031434 | 0.11948 | 0 | 0.002 | 0 | 0 | 0 | 0
3510 | 0.078796 | 0.31795 | 0.29185 | 0.17816 | 0.16382 | 0.029298 | 0.11284 | 0.10652 | 0.065424 | 0.014086 | 0.1118 | 0.013 | 0.041 | 0.01 | 0.01175 | 0 | 0.024
3511 | 0.065731 | 0.25618 | 0.1811 | 0.1292 | 0.14078 | 0.024622 | 0.12385 | 0.079513 | 0.048006 | 0.00367 | 0.084218 | 0.082 | 0.134 | 0.088 | 0.06925 | 0.009 | 0.098
3512 | 0.047724 | 0.20457 | 0.076458 | 0.077458 | 0.10819 | 0.012021 | 0.15152 | 0.071963 | 0.039998 | 0.015953 | 0.060056 | 0.22 | 0.269 | 0.229 | 0.20025 | 0.154 | 0.198
3513 | 0.037179 | 0.16287 | 0.056601 | 0.061082 | 0.089465 | 0.009275 | 0.16578 | 0.077141 | 0.038553 | 0.019552 | 0.048246 | 0.375 | 0.408 | 0.384 | 0.34775 | 0.333 | 0.299
3514 | 0.036457 | 0.14081 | 0.024643 | 0.048525 | 0.084474 | 0.012067 | 0.16912 | 0.07974 | 0.038696 | 0.017348 | 0.045627 | 0.512 | 0.531 | 0.521 | 0.4795 | 0.497 | 0.388
3515 | 0.045253 | 0.12141 | 0.010785 | 0.05074 | 0.096182 | 0.019604 | 0.16896 | 0.080701 | 0.042395 | 0.015297 | 0.053977 | 0.614 | 0.613 | 0.624 | 0.58025 | 0.628 | 0.455
3516 | 0.058808 | 0.1041 | 0.002233 | 0.061558 | 0.12363 | 0.031224 | 0.16885 | 0.079095 | 0.04898 | 0.013476 | 0.072126 | 0.682 | 0.663 | 0.69 | 0.6405 | 0.718 | 0.472
3517 | 0.067426 | 0.092595 | 1e-05 | 0.071844 | 0.1481 | 0.046687 | 0.17011 | 0.079159 | 0.058504 | 0.013781 | 0.094389 | 0.705 | 0.672 | 0.717 | 0.66525 | 0.766 | 0.473
3518 | 0.066315 | 0.082145 | 0.000212 | 0.074137 | 0.15588 | 0.061507 | 0.16967 | 0.080017 | 0.067282 | 0.017364 | 0.11024 | 0.684 | 0.634 | 0.707 | 0.65475 | 0.775 | 0.453
3519 | 0.069092 | 0.07126 | 0.015661 | 0.080063 | 0.15543 | 0.072787 | 0.1623 | 0.080877 | 0.073152 | 0.022043 | 0.1169 | 0.617 | 0.566 | 0.658 | 0.6185 | 0.745 | 0.454
3520 | 0.073339 | 0.062188 | 0.046792 | 0.091332 | 0.15387 | 0.083097 | 0.14564 | 0.082588 | 0.077129 | 0.022006 | 0.12082 | 0.526 | 0.465 | 0.572 | 0.55225 | 0.674 | 0.437
3521 | 0.071478 | 0.055796 | 0.082228 | 0.097516 | 0.13884 | 0.092857 | 0.1209 | 0.083651 | 0.078932 | 0.019727 | 0.11949 | 0.382 | 0.334 | 0.451 | 0.435 | 0.562 | 0.345
3522 | 0.077633 | 0.052886 | 0.12091 | 0.10608 | 0.11971 | 0.10079 | 0.092469 | 0.082679 | 0.078566 | 0.019943 | 0.11085 | 0.256 | 0.203 | 0.306 | 0.3005 | 0.406 | 0.234
3523 | 0.09697 | 0.055318 | 0.17108 | 0.12425 | 0.1047 | 0.10062 | 0.059152 | 0.075704 | 0.074389 | 0.021926 | 0.099306 | 0.14 | 0.09 | 0.158 | 0.15825 | 0.227 | 0.108
3524 | 0.14675 | 0.064316 | 0.24552 | 0.16167 | 0.092725 | 0.10367 | 0.039293 | 0.069504 | 0.071369 | 0.030369 | 0.081927 | 0.046 | 0.018 | 0.045 | 0.0425 | 0.049 | 0.03
3525 | 0.24257 | 0.077502 | 0.38827 | 0.2444 | 0.10236 | 0.11841 | 0.046645 | 0.079899 | 0.083448 | 0.065867 | 0.069615 | 0.001 | 0 | 0.001 | 0.0005 | 0 | 0
3526 | 0.3504 | 0.093543 | 0.4844 | 0.32469 | 0.13926 | 0.13629 | 0.073602 | 0.098077 | 0.11346 | 0.14594 | 0.073548 | 0 | 0 | 0 | 0 | 0 | 0
3527 | 0.42024 | 0.11108 | 0.48002 | 0.3704 | 0.21095 | 0.18156 | 0.11107 | 0.12578 | 0.16659 | 0.25123 | 0.10778 | 0 | 0 | 0 | 0 | 0 | 0
3528 | 0.4329 | 0.12868 | 0.3969 | 0.38231 | 0.31714 | 0.23935 | 0.14502 | 0.15493 | 0.22273 | 0.33365 | 0.16296 | 0 | 0 | 0 | 0 | 0 | 0
3529 | 0.44668 | 0.16658 | 0.34027 | 0.39783 | 0.40653 | 0.27867 | 0.1682 | 0.17556 | 0.25783 | 0.36004 | 0.21706 | 0 | 0 | 0 | 0 | 0 | 0
3530 | 0.48085 | 0.24587 | 0.39979 | 0.44658 | 0.4591 | 0.30641 | 0.18505 | 0.19362 | 0.28038 | 0.35528 | 0.2662 | 0 | 0 | 0 | 0 | 0 | 0
3531 | 0.52316 | 0.3523 | 0.43759 | 0.49422 | 0.52191 | 0.3298 | 0.19859 | 0.21152 | 0.2983 | 0.34574 | 0.30615 | 0 | 0 | 0 | 0 | 0 | 0
3532 | 0.50789 | 0.47524 | 0.39114 | 0.47826 | 0.53576 | 0.33906 | 0.21738 | 0.22419 | 0.31379 | 0.34235 | 0.34955 | 0 | 0 | 0 | 0 | 0 | 0
3533 | 0.4718 | 0.56401 | 0.3279 | 0.45098 | 0.55325 | 0.32596 | 0.22304 | 0.22429 | 0.31425 | 0.32307 | 0.3837 | 0 | 0.002 | 0 | 0 | 0 | 0
3534 | 0.47878 | 0.61115 | 0.27768 | 0.44493 | 0.57833 | 0.29819 | 0.19655 | 0.20562 | 0.30655 | 0.33172 | 0.39067 | 0.012 | 0.037 | 0.007 | 0.0145 | 0.012 | 0.027
3535 | 0.43578 | 0.60559 | 0.18008 | 0.37416 | 0.50663 | 0.24395 | 0.17452 | 0.14955 | 0.25508 | 0.28336 | 0.34346 | 0.069 | 0.113 | 0.075 | 0.07625 | 0.067 | 0.094
3536 | 0.40687 | 0.61227 | 0.12253 | 0.34325 | 0.50035 | 0.28288 | 0.2596 | 0.1303 | 0.26409 | 0.27543 | 0.36775 | 0.164 | 0.222 | 0.197 | 0.17225 | 0.15 | 0.178
3537 | 0.39518 | 0.62908 | 0.1061 | 0.33681 | 0.50914 | 0.34158 | 0.34712 | 0.151 | 0.30221 | 0.31723 | 0.39903 | 0.249 | 0.354 | 0.336 | 0.27725 | 0.286 | 0.238
3538 | 0.38693 | 0.66371 | 0.1046 | 0.33554 | 0.51507 | 0.38218 | 0.39093 | 0.18148 | 0.34885 | 0.41687 | 0.41486 | 0.322 | 0.471 | 0.462 | 0.37325 | 0.428 | 0.281
3539 | 0.35868 | 0.66798 | 0.10685 | 0.32199 | 0.50044 | 0.42133 | 0.41185 | 0.20169 | 0.39094 | 0.51694 | 0.42379 | 0.37 | 0.554 | 0.56 | 0.4595 | 0.548 | 0.36
3540 | 0.32171 | 0.66612 | 0.1193 | 0.30528 | 0.47484 | 0.44691 | 0.42249 | 0.21269 | 0.40966 | 0.55973 | 0.41931 | 0.457 | 0.591 | 0.62 | 0.53175 | 0.605 | 0.445
3541 | 0.28704 | 0.66719 | 0.15385 | 0.29814 | 0.45353 | 0.45648 | 0.42656 | 0.22334 | 0.41597 | 0.57773 | 0.40631 | 0.499 | 0.582 | 0.643 | 0.556 | 0.598 | 0.484
3542 | 0.2484 | 0.66057 | 0.19888 | 0.29166 | 0.4277 | 0.45302 | 0.41944 | 0.23393 | 0.41742 | 0.59027 | 0.39246 | 0.465 | 0.516 | 0.627 | 0.54025 | 0.544 | 0.525
3543 | 0.20652 | 0.6345 | 0.25644 | 0.28281 | 0.38549 | 0.43879 | 0.39301 | 0.24305 | 0.40774 | 0.57618 | 0.37292 | 0.406 | 0.425 | 0.575 | 0.4815 | 0.435 | 0.51
3544 | 0.16809 | 0.58305 | 0.30899 | 0.26882 | 0.32937 | 0.41554 | 0.34953 | 0.24486 | 0.38533 | 0.54692 | 0.33398 | 0.367 | 0.326 | 0.486 | 0.40975 | 0.328 | 0.458
3545 | 0.13559 | 0.53249 | 0.34027 | 0.24826 | 0.26892 | 0.38335 | 0.29811 | 0.24277 | 0.35994 | 0.52663 | 0.28701 | 0.309 | 0.231 | 0.374 | 0.32125 | 0.241 | 0.361
3546 | 0.10486 | 0.49214 | 0.36404 | 0.22369 | 0.20216 | 0.33574 | 0.24151 | 0.2274 | 0.31732 | 0.47191 | 0.23424 | 0.246 | 0.144 | 0.246 | 0.2245 | 0.169 | 0.237
3547 | 0.079572 | 0.44175 | 0.36687 | 0.19276 | 0.13184 | 0.24338 | 0.18624 | 0.19682 | 0.23712 | 0.33826 | 0.17002 | 0.135 | 0.067 | 0.123 | 0.1145 | 0.091 | 0.109
3548 | 0.073778 | 0.39393 | 0.35419 | 0.1672 | 0.073631 | 0.16211 | 0.15297 | 0.16507 | 0.16492 | 0.22838 | 0.10412 | 0.051 | 0.016 | 0.035 | 0.0375 | 0.036 | 0.028
3549 | 0.11509 | 0.35549 | 0.36404 | 0.17475 | 0.045123 | 0.14948 | 0.13871 | 0.15529 | 0.14405 | 0.20235 | 0.069078 | 0.001 | 0 | 0.001 | 0.0005 | 0 | 0
3550 | 0.14737 | 0.34281 | 0.39546 | 0.19549 | 0.043657 | 0.15536 | 0.1224 | 0.13962 | 0.1301 | 0.16658 | 0.058839 | 0 | 0 | 0 | 0 | 0 | 0
3551 | 0.16464 | 0.34564 | 0.40124 | 0.21326 | 0.073907 | 0.15211 | 0.1026 | 0.12096 | 0.11637 | 0.11827 | 0.074159 | 0 | 0 | 0 | 0 | 0 | 0
3552 | 0.1678 | 0.37631 | 0.3854 | 0.22352 | 0.11737 | 0.14097 | 0.085962 | 0.10969 | 0.1073 | 0.070741 | 0.10778 | 0 | 0 | 0 | 0 | 0 | 0
3553 | 0.15752 | 0.42669 | 0.35139 | 0.22298 | 0.16003 | 0.13976 | 0.075696 | 0.10166 | 0.10546 | 0.034471 | 0.14596 | 0 | 0 | 0 | 0 | 0 | 0
3554 | 0.15011 | 0.46377 | 0.3279 | 0.22265 | 0.18994 | 0.14972 | 0.072704 | 0.097803 | 0.11419 | 0.026635 | 0.18259 | 0 | 0 | 0 | 0 | 0 | 0
3555 | 0.14552 | 0.46208 | 0.332 | 0.22648 | 0.2019 | 0.15585 | 0.075555 | 0.098359 | 0.12251 | 0.030253 | 0.20559 | 0 | 0 | 0 | 0 | 0 | 0
3556 | 0.16268 | 0.43197 | 0.35419 | 0.23776 | 0.19641 | 0.16187 | 0.080637 | 0.10113 | 0.12744 | 0.038657 | 0.20808 | 0 | 0 | 0 | 0 | 0 | 0
3557 | 0.17578 | 0.39183 | 0.34443 | 0.23357 | 0.1805 | 0.17447 | 0.080268 | 0.10084 | 0.13049 | 0.054822 | 0.19182 | 0 | 0.002 | 0 | 0 | 0 | 0
3558 | 0.20365 | 0.35434 | 0.30766 | 0.2284 | 0.17389 | 0.17125 | 0.061147 | 0.096542 | 0.13167 | 0.082605 | 0.17628 | 0.012 | 0.04 | 0.007 | 0.0115 | 0.014 | 0.013
3559 | 0.25049 | 0.31003 | 0.20977 | 0.21103 | 0.17285 | 0.13948 | 0.040449 | 0.079586 | 0.11241 | 0.072059 | 0.15851 | 0.055 | 0.127 | 0.064 | 0.059 | 0.075 | 0.042
3560 | 0.3052 | 0.25106 | 0.18935 | 0.23361 | 0.20627 | 0.14104 | 0.041665 | 0.073912 | 0.12099 | 0.10419 | 0.1648 | 0.118 | 0.244 | 0.167 | 0.1285 | 0.148 | 0.081
3561 | 0.3694 | 0.21976 | 0.22326 | 0.28981 | 0.27678 | 0.19147 | 0.056039 | 0.11377 | 0.16263 | 0.13945 | 0.20584 | 0.173 | 0.344 | 0.293 | 0.206 | 0.22 | 0.138
3562 | 0.44284 | 0.22038 | 0.23251 | 0.34735 | 0.3667 | 0.25836 | 0.072946 | 0.16182 | 0.21131 | 0.16232 | 0.26276 | 0.235 | 0.412 | 0.42 | 0.279 | 0.231 | 0.23
3563 | 0.49876 | 0.23322 | 0.27641 | 0.41223 | 0.46151 | 0.33037 | 0.088511 | 0.21396 | 0.25919 | 0.16534 | 0.3271 | 0.341 | 0.436 | 0.52 | 0.352 | 0.193 | 0.354
3564 | 0.57691 | 0.25605 | 0.36828 | 0.49465 | 0.53875 | 0.40332 | 0.10536 | 0.26596 | 0.30728 | 0.17397 | 0.38589 | 0.469 | 0.435 | 0.58 | 0.42825 | 0.187 | 0.477
3565 | 0.6902 | 0.2812 | 0.50625 | 0.5994 | 0.60176 | 0.47563 | 0.125 | 0.31784 | 0.35481 | 0.19658 | 0.42919 | 0.576 | 0.415 | 0.61 | 0.4715 | 0.175 | 0.525
3566 | 0.79836 | 0.28145 | 0.62877 | 0.699 | 0.66986 | 0.54621 | 0.14673 | 0.36793 | 0.40678 | 0.23613 | 0.47685 | 0.581 | 0.384 | 0.595 | 0.48325 | 0.249 | 0.508
3567 | 0.88432 | 0.28722 | 0.70247 | 0.77372 | 0.73438 | 0.6063 | 0.16748 | 0.4104 | 0.46476 | 0.311 | 0.53133 | 0.547 | 0.344 | 0.542 | 0.4585 | 0.294 | 0.451
3568 | 0.93193 | 0.29052 | 0.72902 | 0.82155 | 0.8037 | 0.65686 | 0.18421 | 0.43839 | 0.5258 | 0.41165 | 0.59631 | 0.446 | 0.293 | 0.452 | 0.3935 | 0.302 | 0.374
3569 | 0.93867 | 0.27666 | 0.74165 | 0.84529 | 0.85556 | 0.68219 | 0.18884 | 0.44952 | 0.56833 | 0.49495 | 0.64664 | 0.291 | 0.222 | 0.34 | 0.296 | 0.291 | 0.262
3570 | 0.88422 | 0.26009 | 0.74062 | 0.83196 | 0.87106 | 0.66544 | 0.17609 | 0.42085 | 0.56885 | 0.52518 | 0.66393 | 0.182 | 0.145 | 0.222 | 0.19125 | 0.206 | 0.155
3571 | 0.73154 | 0.28087 | 0.71596 | 0.75848 | 0.82793 | 0.58281 | 0.15803 | 0.36759 | 0.50102 | 0.42012 | 0.63356 | 0.091 | 0.068 | 0.114 | 0.09325 | 0.096 | 0.072
3572 | 0.53096 | 0.34549 | 0.63916 | 0.63877 | 0.7462 | 0.53396 | 0.18219 | 0.32619 | 0.44741 | 0.35219 | 0.57731 | 0.026 | 0.015 | 0.034 | 0.03 | 0.042 | 0.018
3573 | 0.44854 | 0.40311 | 0.51783 | 0.549 | 0.68064 | 0.50054 | 0.23051 | 0.31759 | 0.42645 | 0.36796 | 0.51972 | 0.001 | 0 | 0.001 | 0.0005 | 0 | 0
3574 | 0.42106 | 0.4813 | 0.45954 | 0.50116 | 0.62289 | 0.42297 | 0.26395 | 0.31082 | 0.39945 | 0.40958 | 0.45444 | 0 | 0 | 0 | 0 | 0 | 0
3575 | 0.39664 | 0.56594 | 0.45661 | 0.47239 | 0.56393 | 0.37345 | 0.29092 | 0.31244 | 0.37116 | 0.40395 | 0.3948 | 0 | 0 | 0 | 0 | 0 | 0
3576 | 0.37461 | 0.59712 | 0.44051 | 0.44244 | 0.51221 | 0.32241 | 0.30055 | 0.29525 | 0.34495 | 0.40794 | 0.35421 | 0 | 0 | 0 | 0 | 0 | 0
3577 | 0.37218 | 0.63662 | 0.423 | 0.42128 | 0.46867 | 0.27302 | 0.29718 | 0.27111 | 0.31883 | 0.39225 | 0.33897 | 0 | 0 | 0 | 0 | 0 | 0
3578 | 0.38064 | 0.67457 | 0.37682 | 0.39946 | 0.44092 | 0.22849 | 0.28869 | 0.24656 | 0.28678 | 0.35108 | 0.32099 | 0 | 0 | 0 | 0 | 0 | 0
3579 | 0.38264 | 0.6814 | 0.31839 | 0.38408 | 0.45121 | 0.19285 | 0.27568 | 0.21727 | 0.2458 | 0.27377 | 0.29929 | 0 | 0 | 0 | 0 | 0 | 0
3580 | 0.36213 | 0.65677 | 0.27009 | 0.36556 | 0.46447 | 0.17062 | 0.267 | 0.19212 | 0.20966 | 0.19019 | 0.28572 | 0 | 0 | 0 | 0 | 0 | 0
3581 | 0.36637 | 0.58067 | 0.20211 | 0.35145 | 0.48587 | 0.16573 | 0.24741 | 0.16486 | 0.1893 | 0.13931 | 0.28729 | 0 | 0.001 | 0 | 0 | 0 | 0
3582 | 0.36118 | 0.48417 | 0.16329 | 0.33907 | 0.49273 | 0.15951 | 0.24429 | 0.13869 | 0.17288 | 0.11453 | 0.2788 | 0.012 | 0.031 | 0.006 | 0.01475 | 0.011 | 0.03
3583 | 0.33617 | 0.41704 | 0.12091 | 0.31536 | 0.48901 | 0.14683 | 0.28837 | 0.10318 | 0.1588 | 0.11739 | 0.26778 | 0.082 | 0.104 | 0.061 | 0.0785 | 0.057 | 0.114
3584 | 0.30775 | 0.37795 | 0.10238 | 0.30409 | 0.50214 | 0.17983 | 0.33541 | 0.1053 | 0.19205 | 0.15973 | 0.32333 | 0.22 | 0.236 | 0.165 | 0.19875 | 0.17 | 0.24
3585 | 0.26139 | 0.35179 | 0.05184 | 0.27384 | 0.5083 | 0.23518 | 0.37418 | 0.11358 | 0.23359 | 0.21574 | 0.36984 | 0.358 | 0.374 | 0.297 | 0.329 | 0.328 | 0.333
3586 | 0.22398 | 0.34322 | 0.014552 | 0.24612 | 0.49984 | 0.26663 | 0.39949 | 0.11426 | 0.25635 | 0.25322 | 0.39129 | 0.416 | 0.477 | 0.412 | 0.42325 | 0.475 | 0.39
3587 | 0.19346 | 0.35224 | 0.007218 | 0.2292 | 0.4869 | 0.26963 | 0.4133 | 0.11713 | 0.26502 | 0.27686 | 0.39645 | 0.403 | 0.527 | 0.51 | 0.477 | 0.58 | 0.415
3588 | 0.16563 | 0.37204 | 0.013749 | 0.21523 | 0.46631 | 0.26022 | 0.42449 | 0.1237 | 0.26469 | 0.28501 | 0.38982 | 0.437 | 0.534 | 0.585 | 0.51575 | 0.587 | 0.454
3589 | 0.14252 | 0.39486 | 0.035282 | 0.20579 | 0.43956 | 0.2554 | 0.43176 | 0.13326 | 0.2619 | 0.28553 | 0.37342 | 0.546 | 0.516 | 0.606 | 0.531 | 0.498 | 0.474
3590 | 0.12178 | 0.42377 | 0.088221 | 0.20328 | 0.39983 | 0.25316 | 0.43183 | 0.14495 | 0.25832 | 0.28968 | 0.34548 | 0.611 | 0.474 | 0.579 | 0.541 | 0.506 | 0.468
3591 | 0.10725 | 0.45964 | 0.17505 | 0.20983 | 0.3472 | 0.24098 | 0.42194 | 0.1558 | 0.25245 | 0.30245 | 0.31055 | 0.574 | 0.413 | 0.535 | 0.53325 | 0.57 | 0.454
3592 | 0.099073 | 0.48632 | 0.28925 | 0.2265 | 0.29118 | 0.21482 | 0.39742 | 0.15973 | 0.2365 | 0.30242 | 0.26903 | 0.517 | 0.339 | 0.469 | 0.51 | 0.605 | 0.449
3593 | 0.097729 | 0.4918 | 0.38827 | 0.24177 | 0.23931 | 0.18276 | 0.36019 | 0.15519 | 0.21059 | 0.27691 | 0.22748 | 0.412 | 0.258 | 0.373 | 0.423 | 0.526 | 0.381
3594 | 0.10825 | 0.49122 | 0.44344 | 0.25133 | 0.2023 | 0.14822 | 0.3103 | 0.14148 | 0.17499 | 0.21718 | 0.19307 | 0.277 | 0.175 | 0.254 | 0.2895 | 0.382 | 0.245
3595 | 0.14065 | 0.50972 | 0.46247 | 0.25723 | 0.16856 | 0.10078 | 0.2326 | 0.1157 | 0.12894 | 0.13896 | 0.16031 | 0.136 | 0.09 | 0.133 | 0.13975 | 0.178 | 0.112
3596 | 0.19087 | 0.52901 | 0.43467 | 0.25388 | 0.13609 | 0.061971 | 0.16323 | 0.08548 | 0.085525 | 0.07029 | 0.12436 | 0.051 | 0.023 | 0.041 | 0.03975 | 0.038 | 0.029
3597 | 0.24842 | 0.54117 | 0.42883 | 0.26916 | 0.13024 | 0.048194 | 0.15175 | 0.07382 | 0.066176 | 0.035075 | 0.10762 | 0.002 | 0 | 0.001 | 0.001 | 0 | 0.001
3598 | 0.28168 | 0.54918 | 0.51928 | 0.31353 | 0.13964 | 0.043636 | 0.1516 | 0.078006 | 0.059257 | 0.014819 | 0.10057 | 0 | 0 | 0 | 0 | 0 | 0
3599 | 0.29868 | 0.54991 | 0.57051 | 0.3461 | 0.16909 | 0.049261 | 0.15375 | 0.094349 | 0.066535 | 0.015982 | 0.10655 | 0 | 0 | 0 | 0 | 0 | 0
3600 | 0.29247 | 0.53607 | 0.60756 | 0.37151 | 0.21449 | 0.074397 | 0.15199 | 0.12941 | 0.090196 | 0.031927 | 0.12505 | 0 | 0 | 0 | 0 | 0 | 0
3601 | 0.29352 | 0.49949 | 0.61558 | 0.39002 | 0.26096 | 0.13579 | 0.15203 | 0.18401 | 0.1385 | 0.081661 | 0.15254 | 0 | 0 | 0 | 0 | 0 | 0
3602 | 0.30118 | 0.45564 | 0.62484 | 0.41316 | 0.31346 | 0.23923 | 0.15707 | 0.24225 | 0.20925 | 0.16962 | 0.1859 | 0 | 0 | 0 | 0 | 0 | 0
3603 | 0.30494 | 0.43421 | 0.63399 | 0.42896 | 0.34796 | 0.3221 | 0.16327 | 0.28423 | 0.27065 | 0.26456 | 0.21172 | 0 | 0 | 0 | 0 | 0 | 0
3604 | 0.33637 | 0.42613 | 0.64556 | 0.44601 | 0.35609 | 0.35225 | 0.1647 | 0.3087 | 0.29998 | 0.32019 | 0.21877 | 0 | 0 | 0 | 0 | 0 | 0
3605 | 0.39477 | 0.41666 | 0.65693 | 0.46091 | 0.33102 | 0.36563 | 0.15382 | 0.31566 | 0.30308 | 0.31931 | 0.21174 | 0 | 0.002 | 0 | 0 | 0 | 0
3606 | 0.47301 | 0.39971 | 0.70475 | 0.49459 | 0.30603 | 0.36401 | 0.11217 | 0.30927 | 0.2885 | 0.27227 | 0.20846 | 0.015 | 0.043 | 0.008 | 0.0145 | 0.014 | 0.021
3607 | 0.55817 | 0.37627 | 0.76662 | 0.53474 | 0.27942 | 0.36168 | 0.083705 | 0.26607 | 0.25367 | 0.17777 | 0.20918 | 0.07 | 0.125 | 0.066 | 0.074 | 0.079 | 0.081
3608 | 0.57828 | 0.34749 | 0.79751 | 0.56466 | 0.31819 | 0.3398 | 0.10956 | 0.258 | 0.24507 | 0.14927 | 0.23321 | 0.135 | 0.237 | 0.165 | 0.15125 | 0.176 | 0.129
3609 | 0.58772 | 0.32338 | 0.79492 | 0.58986 | 0.38694 | 0.36744 | 0.17257 | 0.32063 | 0.32842 | 0.3523 | 0.27332 | 0.19 | 0.34 | 0.279 | 0.23025 | 0.282 | 0.17
3610 | 0.6295 | 0.32743 | 0.8491 | 0.65717 | 0.4929 | 0.48174 | 0.21949 | 0.40687 | 0.42237 | 0.47156 | 0.32932 | 0.237 | 0.425 | 0.383 | 0.30475 | 0.381 | 0.218
3611 | 0.74029 | 0.35203 | 0.87991 | 0.74436 | 0.61288 | 0.59805 | 0.2477 | 0.45989 | 0.50586 | 0.53311 | 0.43241 | 0.277 | 0.492 | 0.458 | 0.3645 | 0.447 | 0.276
3612 | 0.81545 | 0.41153 | 0.8914 | 0.81586 | 0.74074 | 0.67601 | 0.27409 | 0.49566 | 0.5828 | 0.59277 | 0.56675 | 0.29 | 0.536 | 0.501 | 0.40325 | 0.495 | 0.327
3613 | 0.83507 | 0.46139 | 0.89727 | 0.84939 | 0.81583 | 0.73496 | 0.30425 | 0.52299 | 0.64389 | 0.65573 | 0.66187 | 0.286 | 0.541 | 0.512 | 0.397 | 0.443 | 0.347
3614 | 0.84081 | 0.49866 | 0.90333 | 0.86478 | 0.8502 | 0.77029 | 0.33195 | 0.53871 | 0.68115 | 0.70517 | 0.71044 | 0.282 | 0.505 | 0.499 | 0.3685 | 0.373 | 0.32
3615 | 0.82906 | 0.60145 | 0.90011 | 0.86012 | 0.85118 | 0.77869 | 0.35512 | 0.53975 | 0.68783 | 0.70704 | 0.72583 | 0.271 | 0.442 | 0.462 | 0.31275 | 0.255 | 0.263
3616 | 0.80483 | 0.64488 | 0.86678 | 0.83736 | 0.84046 | 0.76953 | 0.37173 | 0.51936 | 0.66739 | 0.67259 | 0.70806 | 0.256 | 0.358 | 0.396 | 0.26775 | 0.211 | 0.208
3617 | 0.7512 | 0.66926 | 0.77327 | 0.78314 | 0.82494 | 0.74522 | 0.37884 | 0.48712 | 0.64149 | 0.65953 | 0.67411 | 0.225 | 0.258 | 0.308 | 0.22225 | 0.19 | 0.166
3618 | 0.68297 | 0.67642 | 0.66685 | 0.70934 | 0.77821 | 0.68398 | 0.3675 | 0.44846 | 0.6013 | 0.64313 | 0.62965 | 0.155 | 0.158 | 0.213 | 0.15725 | 0.134 | 0.127
3619 | 0.59476 | 0.66446 | 0.62616 | 0.63332 | 0.67905 | 0.61822 | 0.36056 | 0.40554 | 0.5566 | 0.63293 | 0.56973 | 0.088 | 0.073 | 0.117 | 0.08375 | 0.065 | 0.065
3620 | 0.47006 | 0.63073 | 0.57887 | 0.53419 | 0.55365 | 0.57046 | 0.38716 | 0.36268 | 0.50976 | 0.63126 | 0.47463 | 0.03 | 0.014 | 0.036 | 0.02575 | 0.02 | 0.017
3621 | 0.35609 | 0.60222 | 0.45075 | 0.41448 | 0.43659 | 0.49819 | 0.40441 | 0.32945 | 0.45483 | 0.61413 | 0.37754 | 0 | 0 | 0.001 | 0.00025 | 0 | 0
3622 | 0.28806 | 0.59659 | 0.51494 | 0.38765 | 0.35996 | 0.41061 | 0.39079 | 0.29458 | 0.3987 | 0.58713 | 0.3025 | 0 | 0 | 0 | 0 | 0 | 0
3623 | 0.25168 | 0.58279 | 0.48878 | 0.36842 | 0.36481 | 0.35697 | 0.37697 | 0.25879 | 0.35773 | 0.54254 | 0.27259 | 0 | 0 | 0 | 0 | 0 | 0
3624 | 0.24865 | 0.5923 | 0.39546 | 0.36082 | 0.43834 | 0.29144 | 0.37525 | 0.24378 | 0.31733 | 0.46521 | 0.2689 | 0 | 0 | 0 | 0 | 0 | 0
3625 | 0.26365 | 0.62153 | 0.28796 | 0.34389 | 0.48006 | 0.23873 | 0.36123 | 0.21878 | 0.27273 | 0.3568 | 0.27659 | 0 | 0 | 0 | 0 | 0 | 0
3626 | 0.26859 | 0.63101 | 0.24433 | 0.32178 | 0.45243 | 0.20679 | 0.32573 | 0.18611 | 0.23286 | 0.26835 | 0.2702 | 0 | 0 | 0 | 0 | 0 | 0
3627 | 0.25407 | 0.63068 | 0.1925 | 0.28305 | 0.40257 | 0.16393 | 0.28975 | 0.15517 | 0.19335 | 0.19796 | 0.25636 | 0 | 0 | 0 | 0 | 0 | 0
3628 | 0.20406 | 0.62143 | 0.11221 | 0.21448 | 0.32716 | 0.1329 | 0.25598 | 0.13349 | 0.15285 | 0.12564 | 0.21937 | 0 | 0 | 0 | 0 | 0 | 0
3629 | 0.16236 | 0.61326 | 0.061005 | 0.1578 | 0.25004 | 0.106 | 0.21464 | 0.11344 | 0.12307 | 0.099064 | 0.17378 | 0 | 0.002 | 0 | 0 | 0 | 0
3630 | 0.14271 | 0.58366 | 0.018011 | 0.12174 | 0.20451 | 0.079701 | 0.16188 | 0.087914 | 0.091341 | 0.063409 | 0.13434 | 0.01 | 0.036 | 0.006 | 0.012 | 0.01 | 0.022
3631 | 0.12164 | 0.52276 | 0.003392 | 0.10254 | 0.18259 | 0.055266 | 0.12077 | 0.058368 | 0.065137 | 0.03699 | 0.10992 | 0.043 | 0.105 | 0.057 | 0.05525 | 0.049 | 0.072
3632 | 0.12779 | 0.4752 | 0.00026 | 0.096672 | 0.16197 | 0.04238 | 0.14072 | 0.04319 | 0.051121 | 0.017312 | 0.1016 | 0.106 | 0.197 | 0.15 | 0.115 | 0.097 | 0.107
3633 | 0.15299 | 0.44408 | 0.003535 | 0.11228 | 0.18032 | 0.046354 | 0.12338 | 0.042197 | 0.054236 | 0.014108 | 0.11429 | 0.186 | 0.285 | 0.258 | 0.196 | 0.164 | 0.176
3634 | 0.18905 | 0.41531 | 0.017109 | 0.13999 | 0.2138 | 0.056093 | 0.10343 | 0.050795 | 0.066026 | 0.022455 | 0.13476 | 0.251 | 0.358 | 0.372 | 0.28025 | 0.258 | 0.24
3635 | 0.21358 | 0.3983 | 0.057687 | 0.17077 | 0.24105 | 0.066589 | 0.091593 | 0.065758 | 0.080697 | 0.041338 | 0.1491 | 0.334 | 0.401 | 0.476 | 0.35325 | 0.345 | 0.258
3636 | 0.22662 | 0.38914 | 0.12416 | 0.20303 | 0.25831 | 0.068349 | 0.083553 | 0.083908 | 0.092656 | 0.064467 | 0.1539 | 0.415 | 0.407 | 0.545 | 0.4185 | 0.399 | 0.315
3637 | 0.24775 | 0.36801 | 0.21199 | 0.24402 | 0.27231 | 0.06597 | 0.073588 | 0.1082 | 0.098487 | 0.06738 | 0.15239 | 0.515 | 0.379 | 0.576 | 0.476 | 0.359 | 0.454
3638 | 0.30268 | 0.33097 | 0.34165 | 0.31141 | 0.2899 | 0.080784 | 0.05889 | 0.13704 | 0.10674 | 0.056061 | 0.15305 | 0.64 | 0.341 | 0.562 | 0.5345 | 0.329 | 0.607
3639 | 0.32813 | 0.29124 | 0.46686 | 0.37146 | 0.3194 | 0.1066 | 0.046177 | 0.1634 | 0.12719 | 0.079584 | 0.15917 | 0.656 | 0.312 | 0.513 | 0.55125 | 0.417 | 0.619
3640 | 0.40808 | 0.24779 | 0.5635 | 0.43089 | 0.32108 | 0.12958 | 0.038009 | 0.18071 | 0.14583 | 0.10936 | 0.16368 | 0.549 | 0.273 | 0.434 | 0.48325 | 0.433 | 0.517
3641 | 0.42241 | 0.20174 | 0.61956 | 0.4558 | 0.32542 | 0.14007 | 0.031666 | 0.19029 | 0.15058 | 0.11349 | 0.15848 | 0.392 | 0.225 | 0.34 | 0.357 | 0.381 | 0.315
3642 | 0.36558 | 0.13668 | 0.66439 | 0.44864 | 0.31595 | 0.12428 | 0.02509 | 0.19217 | 0.1449 | 0.12454 | 0.13859 | 0.219 | 0.16 | 0.228 | 0.22925 | 0.326 | 0.144
3643 | 0.2732 | 0.10724 | 0.67901 | 0.41189 | 0.28346 | 0.10263 | 0.018064 | 0.18884 | 0.1355 | 0.14355 | 0.107 | 0.077 | 0.084 | 0.123 | 0.112 | 0.202 | 0.046
3644 | 0.24181 | 0.105 | 0.64173 | 0.37944 | 0.25477 | 0.11231 | 0.016641 | 0.20251 | 0.14095 | 0.16726 | 0.081737 | 0.027 | 0.02 | 0.037 | 0.02925 | 0.041 | 0.012
3645 | 0.25606 | 0.11605 | 0.62484 | 0.37818 | 0.25362 | 0.20367 | 0.033327 | 0.26641 | 0.19486 | 0.22619 | 0.083192 | 0.001 | 0 | 0.001 | 0.00075 | 0 | 0.001
3646 | 0.34594 | 0.15302 | 0.6838 | 0.43752 | 0.28281 | 0.34461 | 0.069255 | 0.33786 | 0.27867 | 0.30604 | 0.12619 | 0 | 0 | 0 | 0 | 0 | 0
3647 | 0.59539 | 0.24058 | 0.75784 | 0.59214 | 0.42318 | 0.44409 | 0.11842 | 0.38321 | 0.3578 | 0.37671 | 0.22718 | 0 | 0 | 0 | 0 | 0 | 0
3648 | 0.75798 | 0.38738 | 0.82643 | 0.73555 | 0.62224 | 0.49797 | 0.16261 | 0.40546 | 0.42565 | 0.42466 | 0.3745 | 0 | 0 | 0 | 0 | 0 | 0
3649 | 0.85078 | 0.52362 | 0.86131 | 0.82251 | 0.75545 | 0.5127 | 0.1976 | 0.41345 | 0.46766 | 0.44131 | 0.50317 | 0 | 0 | 0 | 0 | 0 | 0
3650 | 0.88158 | 0.6182 | 0.87491 | 0.8629 | 0.8322 | 0.54223 | 0.21961 | 0.43047 | 0.5 | 0.43539 | 0.59191 | 0 | 0 | 0 | 0 | 0 | 0
3651 | 0.91522 | 0.73454 | 0.87604 | 0.89129 | 0.88261 | 0.58937 | 0.23996 | 0.42843 | 0.52688 | 0.42987 | 0.65986 | 0 | 0 | 0 | 0 | 0 | 0
3652 | 0.92743 | 0.84009 | 0.88733 | 0.90898 | 0.91219 | 0.60961 | 0.27233 | 0.43727 | 0.5391 | 0.39256 | 0.71696 | 0 | 0 | 0 | 0 | 0 | 0
3653 | 0.92677 | 0.88001 | 0.88045 | 0.91049 | 0.92424 | 0.60761 | 0.28832 | 0.44452 | 0.53718 | 0.35964 | 0.73694 | 0 | 0.002 | 0 | 0 | 0 | 0
3654 | 0.93433 | 0.89908 | 0.87548 | 0.91382 | 0.93165 | 0.61896 | 0.27807 | 0.44205 | 0.5468 | 0.36832 | 0.75786 | 0.017 | 0.047 | 0.006 | 0.0145 | 0.011 | 0.024
3655 | 0.94344 | 0.90799 | 0.84709 | 0.90919 | 0.93705 | 0.64543 | 0.31183 | 0.42047 | 0.55722 | 0.37685 | 0.78615 | 0.081 | 0.131 | 0.067 | 0.0745 | 0.07 | 0.08
3656 | 0.95124 | 0.91613 | 0.87936 | 0.92482 | 0.94385 | 0.7744 | 0.47355 | 0.48419 | 0.65589 | 0.53925 | 0.82574 | 0.161 | 0.238 | 0.179 | 0.16175 | 0.165 | 0.142
3657 | 0.9584 | 0.9249 | 0.91082 | 0.93993 | 0.95055 | 0.83842 | 0.59262 | 0.54093 | 0.73075 | 0.69375 | 0.84991 | 0.256 | 0.344 | 0.317 | 0.2645 | 0.279 | 0.206
3658 | 0.96097 | 0.92587 | 0.91941 | 0.94582 | 0.95709 | 0.84945 | 0.64305 | 0.56204 | 0.76201 | 0.77143 | 0.86512 | 0.331 | 0.426 | 0.445 | 0.358 | 0.433 | 0.223
3659 | 0.96183 | 0.92603 | 0.92547 | 0.94945 | 0.96106 | 0.85895 | 0.66777 | 0.57475 | 0.77664 | 0.79393 | 0.87892 | 0.397 | 0.463 | 0.543 | 0.44025 | 0.572 | 0.249
3660 | 0.96562 | 0.93216 | 0.92474 | 0.95108 | 0.96287 | 0.86258 | 0.68735 | 0.58227 | 0.78251 | 0.7995 | 0.88568 | 0.437 | 0.49 | 0.604 | 0.4915 | 0.607 | 0.318
3661 | 0.97176 | 0.94551 | 0.92547 | 0.9551 | 0.96807 | 0.86873 | 0.71003 | 0.58974 | 0.78778 | 0.79618 | 0.89649 | 0.5 | 0.517 | 0.628 | 0.5245 | 0.586 | 0.384
3662 | 0.97415 | 0.94899 | 0.92729 | 0.95912 | 0.97593 | 0.87105 | 0.72875 | 0.59434 | 0.79088 | 0.78557 | 0.91257 | 0.526 | 0.523 | 0.613 | 0.535 | 0.582 | 0.419
3663 | 0.97552 | 0.94824 | 0.92547 | 0.96044 | 0.98032 | 0.86898 | 0.7343 | 0.59467 | 0.79169 | 0.78042 | 0.9227 | 0.507 | 0.489 | 0.561 | 0.515 | 0.592 | 0.4
3664 | 0.97592 | 0.94526 | 0.915 | 0.95751 | 0.98162 | 0.856 | 0.72631 | 0.58517 | 0.78461 | 0.7736 | 0.92367 | 0.441 | 0.419 | 0.476 | 0.4665 | 0.598 | 0.351
3665 | 0.97555 | 0.9562 | 0.89964 | 0.95254 | 0.98244 | 0.83731 | 0.71269 | 0.56813 | 0.77362 | 0.76772 | 0.9213 | 0.337 | 0.319 | 0.367 | 0.37 | 0.494 | 0.282
3666 | 0.97037 | 0.96928 | 0.88733 | 0.94668 | 0.98233 | 0.81367 | 0.67897 | 0.52629 | 0.74918 | 0.74087 | 0.91587 | 0.226 | 0.205 | 0.248 | 0.24975 | 0.323 | 0.202
3667 | 0.96046 | 0.97034 | 0.84574 | 0.92886 | 0.98039 | 0.78634 | 0.62477 | 0.47389 | 0.70816 | 0.66747 | 0.90493 | 0.135 | 0.097 | 0.131 | 0.1305 | 0.143 | 0.113
3668 | 0.93951 | 0.96976 | 0.72795 | 0.8801 | 0.97283 | 0.75657 | 0.60565 | 0.42809 | 0.67061 | 0.61135 | 0.8864 | 0.046 | 0.022 | 0.041 | 0.04025 | 0.035 | 0.039
3669 | 0.91757 | 0.96483 | 0.62089 | 0.83265 | 0.95948 | 0.72328 | 0.60437 | 0.40142 | 0.63896 | 0.5683 | 0.86283 | 0.001 | 0 | 0.002 | 0.001 | 0 | 0.001
3670 | 0.89015 | 0.94899 | 0.61558 | 0.81521 | 0.9399 | 0.68452 | 0.58179 | 0.37596 | 0.60443 | 0.52073 | 0.83652 | 0 | 0 | 0 | 0 | 0 | 0
3671 | 0.8476 | 0.91414 | 0.58164 | 0.7779 | 0.90447 | 0.64436 | 0.56745 | 0.34819 | 0.55702 | 0.43925 | 0.79627 | 0 | 0 | 0 | 0 | 0 | 0
3672 | 0.80094 | 0.86606 | 0.53939 | 0.73376 | 0.86096 | 0.60538 | 0.55683 | 0.33492 | 0.52023 | 0.39567 | 0.74496 | 0 | 0 | 0 | 0 | 0 | 0
3673 | 0.7474 | 0.83236 | 0.51205 | 0.68901 | 0.80758 | 0.56927 | 0.53903 | 0.32275 | 0.49439 | 0.39906 | 0.68646 | 0 | 0 | 0 | 0 | 0 | 0
3674 | 0.67529 | 0.81165 | 0.4771 | 0.64084 | 0.77012 | 0.51295 | 0.511 | 0.30024 | 0.46458 | 0.42104 | 0.62411 | 0 | 0 | 0 | 0 | 0 | 0
3675 | 0.64252 | 0.79257 | 0.42446 | 0.60039 | 0.73421 | 0.4838 | 0.47937 | 0.2779 | 0.44501 | 0.44786 | 0.57048 | 0 | 0 | 0 | 0 | 0 | 0
3676 | 0.65818 | 0.77374 | 0.38253 | 0.57972 | 0.69844 | 0.4423 | 0.44148 | 0.26054 | 0.41359 | 0.42065 | 0.53089 | 0 | 0 | 0 | 0 | 0 | 0
3677 | 0.6399 | 0.77645 | 0.33337 | 0.54138 | 0.65087 | 0.39793 | 0.38614 | 0.23405 | 0.36024 | 0.34985 | 0.45912 | 0 | 0.003 | 0 | 0.00025 | 0 | 0.001
3678 | 0.60353 | 0.78078 | 0.26883 | 0.49728 | 0.61947 | 0.33143 | 0.30611 | 0.19102 | 0.31557 | 0.32783 | 0.41202 | 0.017 | 0.048 | 0.01 | 0.02 | 0.01 | 0.043
3679 | 0.56538 | 0.78662 | 0.17405 | 0.44618 | 0.5991 | 0.30671 | 0.28755 | 0.1397 | 0.29545 | 0.31858 | 0.41679 | 0.083 | 0.143 | 0.077 | 0.0945 | 0.065 | 0.153
3680 | 0.55256 | 0.78754 | 0.12172 | 0.42529 | 0.60161 | 0.39653 | 0.40041 | 0.15911 | 0.35779 | 0.38839 | 0.48712 | 0.192 | 0.271 | 0.194 | 0.2105 | 0.165 | 0.291
3681 | 0.53445 | 0.78711 | 0.11376 | 0.4084 | 0.57698 | 0.43405 | 0.44848 | 0.17061 | 0.37124 | 0.3866 | 0.49371 | 0.326 | 0.398 | 0.332 | 0.346 | 0.295 | 0.431
3682 | 0.45616 | 0.7874 | 0.089584 | 0.36249 | 0.54173 | 0.41553 | 0.48591 | 0.16175 | 0.36454 | 0.39969 | 0.4812 | 0.452 | 0.507 | 0.465 | 0.46575 | 0.408 | 0.538
3683 | 0.35232 | 0.7885 | 0.059889 | 0.30118 | 0.49132 | 0.37274 | 0.52052 | 0.14949 | 0.34618 | 0.40971 | 0.45278 | 0.576 | 0.579 | 0.57 | 0.552 | 0.505 | 0.557
3684 | 0.25857 | 0.77437 | 0.038346 | 0.2371 | 0.41439 | 0.32552 | 0.54449 | 0.13642 | 0.31566 | 0.3942 | 0.40651 | 0.66 | 0.604 | 0.632 | 0.603 | 0.547 | 0.573
3685 | 0.19725 | 0.73725 | 0.024286 | 0.18747 | 0.34086 | 0.2766 | 0.554 | 0.12169 | 0.27789 | 0.35908 | 0.3542 | 0.698 | 0.603 | 0.652 | 0.64275 | 0.573 | 0.648
3686 | 0.14754 | 0.6884 | 0.017708 | 0.14793 | 0.27853 | 0.22947 | 0.54345 | 0.10657 | 0.23772 | 0.31268 | 0.30216 | 0.697 | 0.57 | 0.644 | 0.6445 | 0.592 | 0.645
3687 | 0.10711 | 0.6412 | 0.015101 | 0.11476 | 0.22207 | 0.1838 | 0.51202 | 0.092228 | 0.19682 | 0.25998 | 0.25125 | 0.656 | 0.511 | 0.599 | 0.605 | 0.57 | 0.595
3688 | 0.07496 | 0.5911 | 0.013487 | 0.087503 | 0.17406 | 0.14195 | 0.46374 | 0.078737 | 0.15828 | 0.20597 | 0.20647 | 0.58 | 0.424 | 0.52 | 0.53225 | 0.523 | 0.506
3689 | 0.052795 | 0.51394 | 0.016814 | 0.067722 | 0.13356 | 0.10755 | 0.4048 | 0.068579 | 0.12574 | 0.15838 | 0.16844 | 0.47 | 0.312 | 0.408 | 0.42625 | 0.454 | 0.373
3690 | 0.036611 | 0.42012 | 0.025365 | 0.052619 | 0.095881 | 0.080368 | 0.33737 | 0.062728 | 0.098615 | 0.1205 | 0.13087 | 0.325 | 0.205 | 0.28 | 0.2845 | 0.312 | 0.221
3691 | 0.02484 | 0.34367 | 0.049284 | 0.04416 | 0.058355 | 0.058458 | 0.25892 | 0.063181 | 0.076081 | 0.089343 | 0.093342 | 0.176 | 0.102 | 0.151 | 0.1535 | 0.188 | 0.099
3692 | 0.022118 | 0.28225 | 0.12416 | 0.058685 | 0.029779 | 0.051742 | 0.18722 | 0.085223 | 0.070567 | 0.083304 | 0.061998 | 0.056 | 0.026 | 0.05 | 0.05075 | 0.068 | 0.029
3693 | 0.03133 | 0.23765 | 0.32245 | 0.12307 | 0.01543 | 0.063987 | 0.15454 | 0.14122 | 0.090443 | 0.11266 | 0.043901 | 0.003 | 0.001 | 0.003 | 0.002 | 0.001 | 0.001
3694 | 0.047238 | 0.21141 | 0.58991 | 0.21462 | 0.006725 | 0.073592 | 0.138 | 0.19168 | 0.10961 | 0.14278 | 0.0304 | 0 | 0 | 0 | 0 | 0 | 0
3695 | 0.05881 | 0.19007 | 0.63658 | 0.23297 | 0.003522 | 0.07432 | 0.12036 | 0.20208 | 0.11297 | 0.15406 | 0.021403 | 0 | 0 | 0 | 0 | 0 | 0
3696 | 0.061041 | 0.17552 | 0.57748 | 0.21459 | 0.005246 | 0.06866 | 0.10316 | 0.19315 | 0.10701 | 0.15089 | 0.015339 | 0 | 0 | 0 | 0 | 0 | 0
3697 | 0.060931 | 0.16078 | 0.55221 | 0.20811 | 0.011205 | 0.065941 | 0.086213 | 0.1854 | 0.10348 | 0.15013 | 0.012441 | 0 | 0 | 0 | 0 | 0 | 0
3698 | 0.060281 | 0.14232 | 0.55079 | 0.21085 | 0.021495 | 0.070369 | 0.070456 | 0.18317 | 0.10641 | 0.15643 | 0.015662 | 0 | 0 | 0 | 0 | 0 | 0
3699 | 0.05036 | 0.11832 | 0.5308 | 0.20592 | 0.036609 | 0.079784 | 0.058 | 0.18488 | 0.11469 | 0.1692 | 0.024903 | 0 | 0 | 0 | 0 | 0 | 0
3700 | 0.039289 | 0.095587 | 0.50189 | 0.19762 | 0.051691 | 0.088524 | 0.049121 | 0.18693 | 0.12225 | 0.17866 | 0.034903 | 0 | 0 | 0 | 0 | 0 | 0
3701 | 0.033569 | 0.068748 | 0.48002 | 0.1918 | 0.061812 | 0.087386 | 0.03816 | 0.18478 | 0.12328 | 0.18156 | 0.039403 | 0 | 0.005 | 0 | 0.00025 | 0 | 0.001
3702 | 0.031473 | 0.047586 | 0.4654 | 0.18899 | 0.070103 | 0.07962 | 0.020477 | 0.17008 | 0.11467 | 0.16798 | 0.040986 | 0.015 | 0.06 | 0.012 | 0.018 | 0 | 0.045
3703 | 0.027636 | 0.035282 | 0.36828 | 0.15179 | 0.05946 | 0.044385 | 0.009413 | 0.10296 | 0.065588 | 0.089619 | 0.025382 | 0.086 | 0.172 | 0.087 | 0.08525 | 0.015 | 0.153
3704 | 0.019556 | 0.029033 | 0.29185 | 0.11701 | 0.039638 | 0.024448 | 0.007489 | 0.061895 | 0.045103 | 0.078913 | 0.015155 | 0.201 | 0.311 | 0.212 | 0.214 | 0.156 | 0.287
3705 | 0.022181 | 0.025881 | 0.28408 | 0.11312 | 0.033088 | 0.042734 | 0.005742 | 0.071137 | 0.054468 | 0.085933 | 0.018066 | 0.328 | 0.45 | 0.349 | 0.35525 | 0.321 | 0.423
3706 | 0.031573 | 0.025108 | 0.38253 | 0.14761 | 0.028725 | 0.044409 | 0.003894 | 0.074275 | 0.049696 | 0.063099 | 0.017002 | 0.436 | 0.563 | 0.474 | 0.481 | 0.465 | 0.549
3707 | 0.03937 | 0.02475 | 0.3375 | 0.1358 | 0.030534 | 0.04369 | 0.002791 | 0.06277 | 0.042877 | 0.04629 | 0.01876 | 0.53 | 0.644 | 0.57 | 0.58275 | 0.582 | 0.649
3708 | 0.043642 | 0.023029 | 0.25889 | 0.1131 | 0.03675 | 0.044878 | 0.002152 | 0.053105 | 0.03922 | 0.036145 | 0.022751 | 0.578 | 0.69 | 0.63 | 0.64375 | 0.663 | 0.704
3709 | 0.044327 | 0.021501 | 0.20647 | 0.098852 | 0.04576 | 0.046636 | 0.001826 | 0.048282 | 0.038639 | 0.031464 | 0.028173 | 0.575 | 0.697 | 0.652 | 0.66275 | 0.709 | 0.715
3710 | 0.049297 | 0.019825 | 0.17505 | 0.093755 | 0.056921 | 0.047155 | 0.001691 | 0.04612 | 0.039485 | 0.030076 | 0.034588 | 0.563 | 0.666 | 0.64 | 0.6545 | 0.727 | 0.688
3711 | 0.059531 | 0.018855 | 0.15109 | 0.094906 | 0.074101 | 0.046956 | 0.001788 | 0.045938 | 0.041544 | 0.030692 | 0.042592 | 0.53 | 0.599 | 0.592 | 0.6095 | 0.694 | 0.622
3712 | 0.075443 | 0.019806 | 0.13336 | 0.10258 | 0.098944 | 0.05133 | 0.002463 | 0.047039 | 0.04614 | 0.031712 | 0.054479 | 0.497 | 0.497 | 0.509 | 0.5385 | 0.631 | 0.517
3713 | 0.095219 | 0.024548 | 0.12913 | 0.11603 | 0.12375 | 0.060768 | 0.004372 | 0.050799 | 0.053996 | 0.034283 | 0.070132 | 0.443 | 0.369 | 0.398 | 0.441 | 0.541 | 0.382
3714 | 0.11109 | 0.032005 | 0.12997 | 0.12983 | 0.14843 | 0.070222 | 0.008434 | 0.055691 | 0.063255 | 0.042037 | 0.085068 | 0.33 | 0.233 | 0.271 | 0.3115 | 0.403 | 0.242
3715 | 0.12134 | 0.040272 | 0.12913 | 0.14401 | 0.18154 | 0.083249 | 0.018446 | 0.060515 | 0.07533 | 0.057701 | 0.099857 | 0.18 | 0.111 | 0.143 | 0.1685 | 0.236 | 0.115
3716 | 0.12643 | 0.053919 | 0.13166 | 0.1742 | 0.26451 | 0.11819 | 0.054606 | 0.073331 | 0.10884 | 0.093169 | 0.15065 | 0.064 | 0.028 | 0.046 | 0.05275 | 0.075 | 0.026
3717 | 0.13426 | 0.078226 | 0.11454 | 0.21102 | 0.38424 | 0.18643 | 0.12883 | 0.10558 | 0.17787 | 0.17384 | 0.24565 | 0.004 | 0.001 | 0.002 | 0.00175 | 0.001 | 0
3718 | 0.16812 | 0.10972 | 0.13166 | 0.24867 | 0.44622 | 0.25624 | 0.1957 | 0.14527 | 0.24313 | 0.26644 | 0.30458 | 0 | 0 | 0 | 0 | 0 | 0
3719 | 0.2099 | 0.14898 | 0.19781 | 0.28221 | 0.43894 | 0.30464 | 0.22511 | 0.18277 | 0.28047 | 0.33003 | 0.30444 | 0 | 0 | 0 | 0 | 0 | 0
3720 | 0.2561 | 0.19174 | 0.27896 | 0.31818 | 0.41949 | 0.33102 | 0.23107 | 0.21707 | 0.2971 | 0.35208 | 0.28822 | 0 | 0 | 0 | 0 | 0 | 0
3721 | 0.29812 | 0.2269 | 0.42154 | 0.37164 | 0.39525 | 0.34342 | 0.2279 | 0.24629 | 0.30246 | 0.34932 | 0.27079 | 0 | 0 | 0 | 0 | 0 | 0
3722 | 0.30008 | 0.25336 | 0.43613 | 0.36892 | 0.37055 | 0.34848 | 0.22403 | 0.26284 | 0.30134 | 0.33961 | 0.25443 | 0 | 0 | 0 | 0 | 0 | 0
3723 | 0.26892 | 0.27553 | 0.35419 | 0.3238 | 0.34831 | 0.35503 | 0.21857 | 0.26902 | 0.29873 | 0.32868 | 0.24217 | 0 | 0 | 0 | 0 | 0 | 0
3724 | 0.2341 | 0.2904 | 0.29971 | 0.28507 | 0.32139 | 0.36195 | 0.21083 | 0.26587 | 0.29357 | 0.30882 | 0.23763 | 0 | 0 | 0 | 0 | 0 | 0
3725 | 0.2245 | 0.29599 | 0.20977 | 0.24409 | 0.29801 | 0.36102 | 0.19143 | 0.25732 | 0.28247 | 0.28163 | 0.2299 | 0 | 0.004 | 0 | 0.00025 | 0 | 0.001
3726 | 0.23907 | 0.29331 | 0.10685 | 0.20194 | 0.25989 | 0.32043 | 0.12656 | 0.236 | 0.24979 | 0.24876 | 0.19399 | 0.016 | 0.055 | 0.012 | 0.018 | 0.006 | 0.038
3727 | 0.2358 | 0.28947 | 0.038346 | 0.15845 | 0.20121 | 0.19953 | 0.074641 | 0.15279 | 0.15951 | 0.15218 | 0.13352 | 0.085 | 0.158 | 0.085 | 0.08675 | 0.039 | 0.138
3728 | 0.22041 | 0.29587 | 0.072733 | 0.15505 | 0.17201 | 0.11639 | 0.085796 | 0.09004 | 0.097988 | 0.077572 | 0.10795 | 0.208 | 0.295 | 0.205 | 0.2135 | 0.16 | 0.281
3729 | 0.17233 | 0.32481 | 0.20756 | 0.18423 | 0.17281 | 0.08119 | 0.10409 | 0.08519 | 0.084432 | 0.060193 | 0.11116 | 0.346 | 0.436 | 0.339 | 0.3565 | 0.316 | 0.425
3730 | 0.141 | 0.35859 | 0.2372 | 0.18138 | 0.16595 | 0.11209 | 0.106 | 0.11296 | 0.10992 | 0.099041 | 0.11561 | 0.474 | 0.551 | 0.455 | 0.48125 | 0.459 | 0.537
3731 | 0.16378 | 0.3406 | 0.20537 | 0.17023 | 0.14154 | 0.14111 | 0.099014 | 0.12885 | 0.12397 | 0.11138 | 0.11452 | 0.573 | 0.629 | 0.537 | 0.574 | 0.573 | 0.613
3732 | 0.2051 | 0.31733 | 0.20647 | 0.19117 | 0.16193 | 0.14951 | 0.088855 | 0.13702 | 0.13123 | 0.11825 | 0.12013 | 0.622 | 0.671 | 0.589 | 0.62925 | 0.648 | 0.658
3733 | 0.21386 | 0.28618 | 0.26509 | 0.22407 | 0.19326 | 0.15885 | 0.076368 | 0.14349 | 0.13658 | 0.12215 | 0.12184 | 0.611 | 0.676 | 0.605 | 0.637 | 0.674 | 0.658
3734 | 0.19132 | 0.24185 | 0.31974 | 0.24667 | 0.22895 | 0.15881 | 0.063074 | 0.1486 | 0.13904 | 0.12503 | 0.12371 | 0.569 | 0.645 | 0.591 | 0.59825 | 0.626 | 0.607
3735 | 0.21427 | 0.22038 | 0.35279 | 0.27065 | 0.24488 | 0.15475 | 0.051351 | 0.153 | 0.1409 | 0.12766 | 0.12819 | 0.501 | 0.579 | 0.547 | 0.51675 | 0.517 | 0.502
3736 | 0.32314 | 0.2633 | 0.36545 | 0.31314 | 0.25082 | 0.15215 | 0.043666 | 0.15359 | 0.14206 | 0.13147 | 0.13101 | 0.429 | 0.479 | 0.473 | 0.41075 | 0.375 | 0.366
3737 | 0.39684 | 0.35573 | 0.39979 | 0.35019 | 0.25396 | 0.15046 | 0.043967 | 0.16048 | 0.14787 | 0.14062 | 0.13994 | 0.337 | 0.354 | 0.373 | 0.3005 | 0.246 | 0.246
3738 | 0.40433 | 0.4419 | 0.46247 | 0.37487 | 0.25781 | 0.15422 | 0.055815 | 0.17817 | 0.15628 | 0.14215 | 0.15059 | 0.206 | 0.218 | 0.254 | 0.1895 | 0.145 | 0.153
3739 | 0.40713 | 0.48583 | 0.50334 | 0.40505 | 0.30466 | 0.16462 | 0.078249 | 0.19136 | 0.16766 | 0.15588 | 0.15877 | 0.112 | 0.099 | 0.135 | 0.099 | 0.072 | 0.077
3740 | 0.39699 | 0.49109 | 0.48148 | 0.39856 | 0.3172 | 0.18465 | 0.14589 | 0.19694 | 0.18634 | 0.19932 | 0.16446 | 0.043 | 0.022 | 0.043 | 0.0325 | 0.019 | 0.025
3741 | 0.38783 | 0.44669 | 0.47271 | 0.38942 | 0.3077 | 0.22428 | 0.24037 | 0.19985 | 0.21031 | 0.23039 | 0.18672 | 0.002 | 0 | 0.002 | 0.00125 | 0 | 0.001
3742 | 0.37043 | 0.36113 | 0.54937 | 0.40694 | 0.30104 | 0.23065 | 0.30748 | 0.20808 | 0.21542 | 0.2187 | 0.20425 | 0 | 0 | 0 | 0 | 0 | 0
3743 | 0.38943 | 0.3109 | 0.61158 | 0.45465 | 0.36294 | 0.20769 | 0.33532 | 0.20964 | 0.19682 | 0.15216 | 0.2178 | 0 | 0 | 0 | 0 | 0 | 0
3744 | 0.42081 | 0.3179 | 0.57191 | 0.45691 | 0.37801 | 0.17361 | 0.3311 | 0.20577 | 0.1787 | 0.11056 | 0.22485 | 0 | 0 | 0 | 0 | 0 | 0
3745 | 0.40358 | 0.32449 | 0.4844 | 0.43013 | 0.4024 | 0.16345 | 0.31185 | 0.1968 | 0.18801 | 0.13363 | 0.25816 | 0 | 0 | 0 | 0 | 0 | 0
3746 | 0.40586 | 0.31511 | 0.41427 | 0.40081 | 0.38228 | 0.14852 | 0.28147 | 0.1861 | 0.1905 | 0.1931 | 0.23428 | 0 | 0 | 0 | 0 | 0 | 0
3747 | 0.42215 | 0.3404 | 0.32381 | 0.36988 | 0.3637 | 0.14577 | 0.24321 | 0.17453 | 0.18396 | 0.19145 | 0.22408 | 0 | 0 | 0 | 0 | 0 | 0
3748 | 0.48098 | 0.31779 | 0.32109 | 0.39185 | 0.37349 | 0.15191 | 0.2106 | 0.16908 | 0.17267 | 0.14644 | 0.22325 | 0 | 0 | 0 | 0 | 0 | 0
3749 | 0.41336 | 0.31825 | 0.36122 | 0.37987 | 0.36503 | 0.15633 | 0.18133 | 0.16277 | 0.15481 | 0.081923 | 0.21822 | 0 | 0.003 | 0 | 0 | 0 | 0
3750 | 0.32813 | 0.32712 | 0.3697 | 0.34696 | 0.34304 | 0.13695 | 0.13301 | 0.14669 | 0.13889 | 0.055052 | 0.21688 | 0.019 | 0.038 | 0.011 | 0.0175 | 0.013 | 0.027
3751 | 0.23662 | 0.3179 | 0.26136 | 0.27506 | 0.32719 | 0.14198 | 0.094512 | 0.13517 | 0.14498 | 0.088806 | 0.21394 | 0.092 | 0.108 | 0.081 | 0.084 | 0.068 | 0.095
3752 | 0.18817 | 0.28712 | 0.29577 | 0.26412 | 0.30843 | 0.14919 | 0.10579 | 0.14369 | 0.15755 | 0.11108 | 0.22623 | 0.209 | 0.203 | 0.202 | 0.20325 | 0.159 | 0.243
3753 | 0.16409 | 0.28324 | 0.26758 | 0.24308 | 0.29758 | 0.13852 | 0.13468 | 0.12489 | 0.15066 | 0.11091 | 0.22831 | 0.365 | 0.301 | 0.342 | 0.3555 | 0.295 | 0.42
3754 | 0.16771 | 0.31427 | 0.20756 | 0.22346 | 0.2951 | 0.13275 | 0.16001 | 0.1092 | 0.15328 | 0.13777 | 0.23339 | 0.506 | 0.39 | 0.471 | 0.497 | 0.447 | 0.564
3755 | 0.18923 | 0.38126 | 0.15201 | 0.22133 | 0.32277 | 0.1374 | 0.17317 | 0.10035 | 0.16034 | 0.15255 | 0.25105 | 0.616 | 0.453 | 0.571 | 0.6065 | 0.572 | 0.667
3756 | 0.21088 | 0.45214 | 0.12498 | 0.22881 | 0.35058 | 0.13809 | 0.18489 | 0.094821 | 0.16297 | 0.1533 | 0.26566 | 0.69 | 0.501 | 0.636 | 0.6775 | 0.66 | 0.724
3757 | 0.23532 | 0.5184 | 0.12172 | 0.24074 | 0.3652 | 0.1335 | 0.20079 | 0.09356 | 0.16194 | 0.15348 | 0.26724 | 0.728 | 0.516 | 0.658 | 0.70875 | 0.709 | 0.74
3758 | 0.25027 | 0.5616 | 0.12253 | 0.25489 | 0.39186 | 0.13735 | 0.21102 | 0.09555 | 0.16258 | 0.14666 | 0.27077 | 0.729 | 0.491 | 0.644 | 0.703 | 0.722 | 0.717
3759 | 0.25152 | 0.60416 | 0.13251 | 0.25888 | 0.39261 | 0.13605 | 0.21317 | 0.097891 | 0.1635 | 0.14929 | 0.27076 | 0.693 | 0.436 | 0.591 | 0.65875 | 0.697 | 0.654
3760 | 0.27367 | 0.59164 | 0.15853 | 0.27186 | 0.38338 | 0.12214 | 0.21306 | 0.10354 | 0.15541 | 0.15081 | 0.24516 | 0.621 | 0.363 | 0.506 | 0.57875 | 0.635 | 0.553
3761 | 0.29592 | 0.54383 | 0.21759 | 0.29889 | 0.38315 | 0.11897 | 0.19919 | 0.11516 | 0.15078 | 0.13628 | 0.23271 | 0.513 | 0.275 | 0.396 | 0.46525 | 0.533 | 0.419
3762 | 0.32403 | 0.48705 | 0.31033 | 0.33523 | 0.37133 | 0.1237 | 0.18318 | 0.13415 | 0.15077 | 0.12682 | 0.21841 | 0.374 | 0.183 | 0.272 | 0.32625 | 0.396 | 0.263
3763 | 0.34367 | 0.44408 | 0.44051 | 0.37488 | 0.34045 | 0.12888 | 0.16207 | 0.15931 | 0.15508 | 0.13591 | 0.19622 | 0.223 | 0.095 | 0.147 | 0.18025 | 0.232 | 0.119
3764 | 0.36323 | 0.41608 | 0.57887 | 0.41203 | 0.29398 | 0.13241 | 0.1491 | 0.19398 | 0.16209 | 0.1678 | 0.15418 | 0.085 | 0.027 | 0.049 | 0.059 | 0.076 | 0.026
3765 | 0.38039 | 0.40041 | 0.69902 | 0.45948 | 0.29903 | 0.16808 | 0.1605 | 0.26345 | 0.20241 | 0.23565 | 0.14245 | 0.005 | 0.001 | 0.003 | 0.0025 | 0.001 | 0.001
3766 | 0.36991 | 0.4157 | 0.75784 | 0.48044 | 0.31358 | 0.20488 | 0.16335 | 0.30239 | 0.23763 | 0.28328 | 0.15997 | 0 | 0 | 0 | 0 | 0 | 0
3767 | 0.33191 | 0.43997 | 0.76565 | 0.47164 | 0.31737 | 0.22045 | 0.15394 | 0.29647 | 0.25372 | 0.30864 | 0.18931 | 0 | 0 | 0 | 0 | 0 | 0
3768 | 0.2756 | 0.41402 | 0.74269 | 0.44145 | 0.30608 | 0.21868 | 0.13603 | 0.27806 | 0.25541 | 0.31227 | 0.21264 | 0 | 0 | 0 | 0 | 0 | 0
3769 | 0.21403 | 0.40053 | 0.72795 | 0.40771 | 0.28115 | 0.19023 | 0.11286 | 0.25429 | 0.23584 | 0.27928 | 0.21955 | 0 | 0 | 0 | 0 | 0 | 0
3770 | 0.16548 | 0.37932 | 0.71263 | 0.37135 | 0.23592 | 0.13479 | 0.097482 | 0.22967 | 0.20509 | 0.26038 | 0.19552 | 0 | 0 | 0 | 0 | 0 | 0
3771 | 0.13637 | 0.38618 | 0.69902 | 0.34109 | 0.18786 | 0.0927 | 0.092029 | 0.21163 | 0.17597 | 0.24239 | 0.15717 | 0 | 0 | 0 | 0 | 0 | 0
3772 | 0.11517 | 0.40688 | 0.67053 | 0.32056 | 0.17598 | 0.077612 | 0.089692 | 0.20211 | 0.1616 | 0.22501 | 0.14165 | 0 | 0 | 0 | 0 | 0 | 0
3773 | 0.090906 | 0.43027 | 0.69089 | 0.31317 | 0.15771 | 0.068366 | 0.085414 | 0.19981 | 0.15329 | 0.21828 | 0.12673 | 0 | 0.004 | 0 | 0.00025 | 0 | 0.001
3774 | 0.08543 | 0.43299 | 0.68854 | 0.30394 | 0.13785 | 0.044754 | 0.061763 | 0.18402 | 0.12599 | 0.17675 | 0.098443 | 0.018 | 0.045 | 0.01 | 0.01825 | 0 | 0.045
3775 | 0.080528 | 0.41016 | 0.62221 | 0.27316 | 0.11675 | 0.018795 | 0.047084 | 0.1438 | 0.086296 | 0.10869 | 0.073906 | 0.087 | 0.128 | 0.078 | 0.09 | 0.036 | 0.159
3776 | 0.063699 | 0.40175 | 0.65317 | 0.27559 | 0.1099 | 0.018504 | 0.056411 | 0.16178 | 0.098145 | 0.1318 | 0.080499 | 0.223 | 0.24 | 0.199 | 0.2205 | 0.157 | 0.303
3777 | 0.055159 | 0.40784 | 0.68971 | 0.28427 | 0.10794 | 0.019033 | 0.058015 | 0.15264 | 0.085727 | 0.084948 | 0.086286 | 0.378 | 0.361 | 0.336 | 0.37025 | 0.316 | 0.451
3778 | 0.056008 | 0.40828 | 0.64429 | 0.27306 | 0.11887 | 0.018344 | 0.059066 | 0.13457 | 0.074156 | 0.051304 | 0.092409 | 0.515 | 0.473 | 0.46 | 0.50525 | 0.47 | 0.576
3779 | 0.060826 | 0.40136 | 0.60352 | 0.26692 | 0.13641 | 0.021135 | 0.059945 | 0.12593 | 0.072655 | 0.037996 | 0.10556 | 0.622 | 0.556 | 0.549 | 0.60675 | 0.594 | 0.662
3780 | 0.066031 | 0.378 | 0.57051 | 0.26063 | 0.14534 | 0.02844 | 0.062599 | 0.1244 | 0.076866 | 0.041375 | 0.11325 | 0.692 | 0.604 | 0.602 | 0.67225 | 0.682 | 0.713
3781 | 0.076046 | 0.34451 | 0.54225 | 0.25886 | 0.1583 | 0.041896 | 0.064787 | 0.12812 | 0.086259 | 0.055086 | 0.11994 | 0.726 | 0.614 | 0.615 | 0.69925 | 0.73 | 0.726
3782 | 0.087713 | 0.31197 | 0.52361 | 0.26136 | 0.17275 | 0.063281 | 0.06661 | 0.13738 | 0.10187 | 0.073836 | 0.13297 | 0.724 | 0.585 | 0.591 | 0.68875 | 0.739 | 0.701
3783 | 0.096064 | 0.28591 | 0.51639 | 0.26385 | 0.17909 | 0.090467 | 0.069114 | 0.15021 | 0.12016 | 0.093083 | 0.14688 | 0.686 | 0.526 | 0.538 | 0.64375 | 0.71 | 0.641
3784 | 0.10484 | 0.26538 | 0.52649 | 0.27047 | 0.18007 | 0.12268 | 0.072296 | 0.16627 | 0.13967 | 0.11355 | 0.15619 | 0.611 | 0.44 | 0.456 | 0.56325 | 0.642 | 0.544
3785 | 0.11531 | 0.26105 | 0.55928 | 0.28505 | 0.18058 | 0.15634 | 0.07595 | 0.18589 | 0.15934 | 0.13275 | 0.16237 | 0.502 | 0.329 | 0.351 | 0.45025 | 0.534 | 0.414
3786 | 0.12286 | 0.26267 | 0.60216 | 0.3011 | 0.17827 | 0.19371 | 0.082897 | 0.21013 | 0.18173 | 0.15821 | 0.16487 | 0.364 | 0.21 | 0.239 | 0.3125 | 0.385 | 0.262
3787 | 0.13251 | 0.26128 | 0.61956 | 0.3089 | 0.17464 | 0.23223 | 0.095928 | 0.23069 | 0.20533 | 0.19356 | 0.16484 | 0.217 | 0.102 | 0.131 | 0.17075 | 0.215 | 0.12
3788 | 0.14993 | 0.25692 | 0.69089 | 0.33811 | 0.17352 | 0.27017 | 0.12255 | 0.26588 | 0.23857 | 0.25525 | 0.16298 | 0.082 | 0.028 | 0.046 | 0.056 | 0.07 | 0.026
3789 | 0.17 | 0.24724 | 0.77977 | 0.37642 | 0.17948 | 0.34676 | 0.172 | 0.35027 | 0.31828 | 0.40301 | 0.17307 | 0.005 | 0.001 | 0.004 | 0.00275 | 0.001 | 0.001
3790 | 0.18389 | 0.23276 | 0.81082 | 0.39432 | 0.18826 | 0.37238 | 0.1984 | 0.39355 | 0.35836 | 0.4778 | 0.1897 | 0 | 0 | 0 | 0 | 0 | 0
3791 | 0.19655 | 0.22208 | 0.79665 | 0.39866 | 0.20278 | 0.3426 | 0.19132 | 0.37988 | 0.34733 | 0.4703 | 0.19652 | 0 | 0 | 0 | 0 | 0 | 0
3792 | 0.22196 | 0.21714 | 0.77885 | 0.41355 | 0.23983 | 0.31756 | 0.16904 | 0.35647 | 0.34017 | 0.47367 | 0.21297 | 0 | 0 | 0 | 0 | 0 | 0
3793 | 0.26287 | 0.22036 | 0.75286 | 0.43588 | 0.2919 | 0.29107 | 0.1434 | 0.33765 | 0.33107 | 0.4629 | 0.23266 | 0 | 0 | 0 | 0 | 0 | 0
3794 | 0.30658 | 0.21806 | 0.72255 | 0.45188 | 0.32651 | 0.27291 | 0.12493 | 0.32702 | 0.32435 | 0.46273 | 0.23476 | 0 | 0 | 0 | 0 | 0 | 0
3795 | 0.33131 | 0.1959 | 0.70017 | 0.45091 | 0.32123 | 0.27606 | 0.1112 | 0.32059 | 0.32015 | 0.46898 | 0.21499 | 0 | 0 | 0 | 0 | 0 | 0
3796 | 0.33423 | 0.16665 | 0.69671 | 0.44123 | 0.29275 | 0.2548 | 0.10259 | 0.31792 | 0.30846 | 0.47201 | 0.1891 | 0 | 0 | 0 | 0 | 0 | 0
3797 | 0.3131 | 0.14505 | 0.72363 | 0.4279 | 0.24696 | 0.2361 | 0.094552 | 0.31211 | 0.29295 | 0.46467 | 0.15892 | 0 | 0.004 | 0 | 0.00025 | 0 | 0.001
3798 | 0.28192 | 0.13116 | 0.73009 | 0.40498 | 0.20293 | 0.21455 | 0.090056 | 0.29188 | 0.26821 | 0.44066 | 0.12577 | 0.015 | 0.048 | 0.011 | 0.0155 | 0 | 0.036
3799 | 0.26015 | 0.13041 | 0.66439 | 0.36718 | 0.177 | 0.22299 | 0.10776 | 0.27696 | 0.26951 | 0.46702 | 0.11105 | 0.084 | 0.13 | 0.086 | 0.079 | 0.021 | 0.125
3800 | 0.24682 | 0.14071 | 0.75981 | 0.39392 | 0.17513 | 0.28777 | 0.11137 | 0.34944 | 0.31636 | 0.49801 | 0.13022 | 0.225 | 0.235 | 0.209 | 0.20825 | 0.158 | 0.241
3801 | 0.23717 | 0.15988 | 0.79921 | 0.40644 | 0.18293 | 0.2927 | 0.1106 | 0.37394 | 0.31903 | 0.46721 | 0.14228 | 0.383 | 0.338 | 0.345 | 0.35525 | 0.327 | 0.366
3802 | 0.24707 | 0.18055 | 0.81955 | 0.42414 | 0.20581 | 0.28802 | 0.10591 | 0.38409 | 0.31644 | 0.43619 | 0.15749 | 0.52 | 0.418 | 0.464 | 0.4925 | 0.484 | 0.502
3803 | 0.27135 | 0.19973 | 0.83668 | 0.45127 | 0.24577 | 0.28973 | 0.10057 | 0.39128 | 0.31748 | 0.41029 | 0.17863 | 0.625 | 0.477 | 0.548 | 0.60475 | 0.608 | 0.638
3804 | 0.31228 | 0.20866 | 0.84231 | 0.48301 | 0.29445 | 0.30189 | 0.1004 | 0.39131 | 0.31952 | 0.38215 | 0.20273 | 0.696 | 0.511 | 0.598 | 0.673 | 0.694 | 0.704
3805 | 0.36832 | 0.2033 | 0.83525 | 0.51374 | 0.33764 | 0.31759 | 0.10711 | 0.39042 | 0.32322 | 0.36016 | 0.22472 | 0.73 | 0.507 | 0.608 | 0.6985 | 0.742 | 0.714
3806 | 0.4209 | 0.1991 | 0.82867 | 0.5396 | 0.36924 | 0.33362 | 0.12054 | 0.39484 | 0.33162 | 0.35147 | 0.24654 | 0.726 | 0.475 | 0.585 | 0.68025 | 0.746 | 0.664
3807 | 0.46252 | 0.20846 | 0.83235 | 0.56177 | 0.39043 | 0.34927 | 0.13576 | 0.40632 | 0.34412 | 0.35477 | 0.2661 | 0.684 | 0.419 | 0.529 | 0.63075 | 0.716 | 0.594
3808 | 0.4941 | 0.22982 | 0.84709 | 0.58331 | 0.40875 | 0.36385 | 0.14948 | 0.42195 | 0.35978 | 0.37036 | 0.28297 | 0.596 | 0.348 | 0.443 | 0.547 | 0.65 | 0.499
3809 | 0.5162 | 0.25727 | 0.86797 | 0.60278 | 0.42418 | 0.37977 | 0.16163 | 0.44324 | 0.38232 | 0.40432 | 0.30194 | 0.48 | 0.261 | 0.342 | 0.43425 | 0.529 | 0.386
3810 | 0.53626 | 0.28384 | 0.87936 | 0.61824 | 0.43909 | 0.40137 | 0.17451 | 0.46436 | 0.40943 | 0.44837 | 0.32363 | 0.33 | 0.17 | 0.232 | 0.2975 | 0.386 | 0.242
3811 | 0.55515 | 0.30121 | 0.87771 | 0.62546 | 0.44351 | 0.40204 | 0.18583 | 0.46265 | 0.41735 | 0.46471 | 0.33999 | 0.185 | 0.086 | 0.128 | 0.165 | 0.231 | 0.116
3812 | 0.57126 | 0.30656 | 0.87771 | 0.62749 | 0.43351 | 0.40131 | 0.18738 | 0.45902 | 0.41153 | 0.4515 | 0.33428 | 0.067 | 0.026 | 0.045 | 0.0545 | 0.074 | 0.032
3813 | 0.58465 | 0.30025 | 0.88045 | 0.62818 | 0.41943 | 0.45967 | 0.1992 | 0.47494 | 0.42439 | 0.44424 | 0.3187 | 0.003 | 0.001 | 0.003 | 0.002 | 0.001 | 0.001
3814 | 0.57716 | 0.28186 | 0.84022 | 0.60563 | 0.39949 | 0.47872 | 0.19908 | 0.47913 | 0.42794 | 0.46264 | 0.29128 | 0 | 0 | 0 | 0 | 0 | 0
3815 | 0.55579 | 0.26249 | 0.82032 | 0.58485 | 0.37844 | 0.47661 | 0.18595 | 0.46763 | 0.41733 | 0.45399 | 0.27108 | 0 | 0 | 0 | 0 | 0 | 0
3816 | 0.53449 | 0.24748 | 0.83453 | 0.57684 | 0.36151 | 0.45648 | 0.17091 | 0.4684 | 0.4102 | 0.45551 | 0.2604 | 0 | 0 | 0 | 0 | 0 | 0
3817 | 0.5034 | 0.23128 | 0.82941 | 0.56275 | 0.35545 | 0.42634 | 0.15686 | 0.45534 | 0.3981 | 0.45407 | 0.25663 | 0 | 0 | 0 | 0 | 0 | 0
3818 | 0.4778 | 0.2111 | 0.82792 | 0.55114 | 0.3477 | 0.39447 | 0.14463 | 0.44872 | 0.39031 | 0.46749 | 0.25056 | 0 | 0 | 0 | 0 | 0 | 0
3819 | 0.45259 | 0.18765 | 0.8234 | 0.53965 | 0.34296 | 0.36222 | 0.13355 | 0.434 | 0.37091 | 0.44453 | 0.24289 | 0 | 0 | 0 | 0 | 0 | 0
3820 | 0.42535 | 0.16729 | 0.81001 | 0.52454 | 0.33826 | 0.33748 | 0.12227 | 0.42675 | 0.35375 | 0.41342 | 0.23737 | 0 | 0 | 0 | 0 | 0 | 0
3821 | 0.40241 | 0.15664 | 0.78612 | 0.50529 | 0.32734 | 0.31388 | 0.10862 | 0.41183 | 0.33748 | 0.39309 | 0.23112 | 0 | 0.003 | 0 | 0.00025 | 0 | 0.001
3822 | 0.37861 | 0.15018 | 0.81563 | 0.50282 | 0.31422 | 0.27617 | 0.080146 | 0.39403 | 0.31661 | 0.38387 | 0.21238 | 0.017 | 0.041 | 0.011 | 0.0195 | 0.015 | 0.035
3823 | 0.36963 | 0.14438 | 0.86618 | 0.51568 | 0.31123 | 0.31932 | 0.09689 | 0.38727 | 0.33333 | 0.41359 | 0.21313 | 0.083 | 0.122 | 0.078 | 0.08825 | 0.072 | 0.12
3824 | 0.37046 | 0.13999 | 0.88733 | 0.52178 | 0.30756 | 0.40368 | 0.10275 | 0.45178 | 0.38922 | 0.47292 | 0.22851 | 0.209 | 0.24 | 0.194 | 0.205 | 0.164 | 0.253
3825 | 0.3768 | 0.12915 | 0.90736 | 0.52997 | 0.30573 | 0.39965 | 0.094532 | 0.46992 | 0.39317 | 0.4819 | 0.22119 | 0.371 | 0.36 | 0.321 | 0.3495 | 0.307 | 0.399
3826 | 0.39123 | 0.11282 | 0.91862 | 0.54058 | 0.3119 | 0.3845 | 0.08688 | 0.4686 | 0.38561 | 0.47078 | 0.21857 | 0.511 | 0.459 | 0.438 | 0.48825 | 0.47 | 0.534
3827 | 0.39608 | 0.096338 | 0.928 | 0.54296 | 0.3048 | 0.36404 | 0.080592 | 0.47108 | 0.37551 | 0.45816 | 0.20875 | 0.612 | 0.534 | 0.522 | 0.58625 | 0.589 | 0.622
3828 | 0.4033 | 0.083607 | 0.9262 | 0.53925 | 0.28826 | 0.34996 | 0.076177 | 0.47376 | 0.37003 | 0.45902 | 0.19739 | 0.68 | 0.562 | 0.57 | 0.64625 | 0.666 | 0.669
3829 | 0.42149 | 0.0802 | 0.91459 | 0.53962 | 0.28276 | 0.34075 | 0.074364 | 0.4724 | 0.36711 | 0.46278 | 0.19252 | 0.713 | 0.555 | 0.576 | 0.67425 | 0.717 | 0.691
3830 | 0.43964 | 0.084893 | 0.90104 | 0.54585 | 0.29687 | 0.33056 | 0.073768 | 0.46864 | 0.36309 | 0.45544 | 0.19772 | 0.711 | 0.526 | 0.54 | 0.65575 | 0.711 | 0.661
3831 | 0.454 | 0.092143 | 0.8919 | 0.55605 | 0.32226 | 0.31978 | 0.072879 | 0.46561 | 0.35865 | 0.44114 | 0.20808 | 0.675 | 0.47 | 0.475 | 0.6105 | 0.693 | 0.599
3832 | 0.46902 | 0.095228 | 0.88938 | 0.56496 | 0.33648 | 0.31785 | 0.071136 | 0.46905 | 0.35696 | 0.42475 | 0.21616 | 0.602 | 0.392 | 0.39 | 0.53 | 0.623 | 0.505
3833 | 0.47938 | 0.0921 | 0.89823 | 0.57272 | 0.34057 | 0.3287 | 0.071494 | 0.48446 | 0.3633 | 0.42058 | 0.21946 | 0.496 | 0.293 | 0.293 | 0.424 | 0.528 | 0.379
3834 | 0.49033 | 0.092604 | 0.91209 | 0.57856 | 0.33325 | 0.34165 | 0.075026 | 0.49619 | 0.37199 | 0.43277 | 0.21737 | 0.361 | 0.183 | 0.198 | 0.29175 | 0.371 | 0.237
3835 | 0.49077 | 0.099396 | 0.92096 | 0.57634 | 0.3173 | 0.34067 | 0.078174 | 0.48809 | 0.36839 | 0.434 | 0.2108 | 0.208 | 0.092 | 0.112 | 0.163 | 0.211 | 0.121
3836 | 0.4854 | 0.11195 | 0.9198 | 0.56963 | 0.30369 | 0.33409 | 0.084984 | 0.48253 | 0.36439 | 0.44161 | 0.19935 | 0.079 | 0.024 | 0.041 | 0.05625 | 0.072 | 0.033
3837 | 0.47438 | 0.13186 | 0.92871 | 0.57039 | 0.30808 | 0.36749 | 0.11644 | 0.49569 | 0.38092 | 0.45642 | 0.20409 | 0.005 | 0 | 0.003 | 0.0025 | 0.001 | 0.001
3838 | 0.45897 | 0.14686 | 0.92096 | 0.56699 | 0.32105 | 0.40076 | 0.13251 | 0.49857 | 0.40197 | 0.47691 | 0.23164 | 0 | 0 | 0 | 0 | 0 | 0
3839 | 0.44789 | 0.16212 | 0.90997 | 0.56619 | 0.34071 | 0.39654 | 0.12938 | 0.48323 | 0.39656 | 0.46095 | 0.2455 | 0 | 0 | 0 | 0 | 0 | 0
3840 | 0.43363 | 0.16455 | 0.90379 | 0.56282 | 0.35104 | 0.37804 | 0.12131 | 0.46822 | 0.38484 | 0.44012 | 0.25299 | 0 | 0 | 0 | 0 | 0 | 0
3841 | 0.41933 | 0.1501 | 0.8987 | 0.55241 | 0.33919 | 0.33652 | 0.10905 | 0.45308 | 0.36603 | 0.42331 | 0.2512 | 0 | 0 | 0 | 0 | 0 | 0
3842 | 0.40437 | 0.12249 | 0.87991 | 0.53311 | 0.31506 | 0.31674 | 0.097011 | 0.44553 | 0.35439 | 0.41927 | 0.23603 | 0 | 0 | 0 | 0 | 0 | 0
3843 | 0.40072 | 0.092423 | 0.87716 | 0.52576 | 0.29942 | 0.30544 | 0.087547 | 0.42922 | 0.34347 | 0.41589 | 0.22334 | 0 | 0 | 0 | 0 | 0 | 0
3844 | 0.39759 | 0.070504 | 0.87491 | 0.52092 | 0.29024 | 0.29191 | 0.082028 | 0.40925 | 0.33109 | 0.41125 | 0.21197 | 0 | 0 | 0 | 0 | 0 | 0
3845 | 0.37178 | 0.058152 | 0.85818 | 0.49954 | 0.26865 | 0.27398 | 0.076857 | 0.38809 | 0.31502 | 0.404 | 0.194 | 0 | 0.005 | 0 | 0.00025 | 0 | 0.001
3846 | 0.33067 | 0.055269 | 0.84369 | 0.46888 | 0.23229 | 0.22958 | 0.045035 | 0.36326 | 0.26679 | 0.31146 | 0.16286 | 0.017 | 0.054 | 0.008 | 0.01675 | 0 | 0.042
3847 | 0.29916 | 0.059449 | 0.84437 | 0.45061 | 0.2083 | 0.17658 | 0.032971 | 0.32916 | 0.20799 | 0.19387 | 0.13235 | 0.091 | 0.152 | 0.06 | 0.0825 | 0.026 | 0.153
3848 | 0.29413 | 0.0677 | 0.8987 | 0.47073 | 0.21937 | 0.19603 | 0.049655 | 0.36167 | 0.2616 | 0.35193 | 0.13676 | 0.221 | 0.275 | 0.145 | 0.2055 | 0.16 | 0.296
3849 | 0.30208 | 0.076357 | 0.9078 | 0.48249 | 0.23759 | 0.25458 | 0.05845 | 0.40048 | 0.31048 | 0.43895 | 0.14793 | 0.369 | 0.399 | 0.24 | 0.343 | 0.321 | 0.442
3850 | 0.31757 | 0.0808 | 0.91209 | 0.49265 | 0.24829 | 0.29382 | 0.06068 | 0.41958 | 0.33133 | 0.45965 | 0.15227 | 0.506 | 0.511 | 0.329 | 0.46775 | 0.471 | 0.565
3851 | 0.33824 | 0.080753 | 0.91418 | 0.5029 | 0.25627 | 0.31087 | 0.056931 | 0.43789 | 0.33658 | 0.44572 | 0.15185 | 0.614 | 0.58 | 0.397 | 0.56175 | 0.586 | 0.65
3852 | 0.35183 | 0.07294 | 0.91941 | 0.51113 | 0.26216 | 0.31129 | 0.049095 | 0.45184 | 0.33086 | 0.40734 | 0.15296 | 0.682 | 0.607 | 0.439 | 0.61775 | 0.648 | 0.702
3853 | 0.38062 | 0.0655 | 0.92547 | 0.52139 | 0.25807 | 0.30734 | 0.041204 | 0.45354 | 0.32029 | 0.36441 | 0.15588 | 0.712 | 0.603 | 0.452 | 0.6365 | 0.666 | 0.716
3854 | 0.43248 | 0.067753 | 0.91902 | 0.53752 | 0.26106 | 0.30646 | 0.035391 | 0.44235 | 0.30969 | 0.32973 | 0.16022 | 0.711 | 0.577 | 0.43 | 0.6275 | 0.678 | 0.691
3855 | 0.48913 | 0.080355 | 0.89917 | 0.55707 | 0.28292 | 0.30457 | 0.032856 | 0.42388 | 0.29998 | 0.30289 | 0.16856 | 0.675 | 0.52 | 0.39 | 0.58725 | 0.653 | 0.631
3856 | 0.5311 | 0.098796 | 0.86915 | 0.57411 | 0.32209 | 0.29995 | 0.03356 | 0.39751 | 0.28959 | 0.27776 | 0.18314 | 0.602 | 0.435 | 0.329 | 0.51575 | 0.597 | 0.535
3857 | 0.55615 | 0.11735 | 0.82263 | 0.58565 | 0.37817 | 0.29327 | 0.037682 | 0.37326 | 0.28073 | 0.25 | 0.20638 | 0.485 | 0.327 | 0.249 | 0.4065 | 0.485 | 0.407
3858 | 0.57339 | 0.13512 | 0.76853 | 0.59357 | 0.43878 | 0.27399 | 0.045449 | 0.34207 | 0.26809 | 0.22097 | 0.23532 | 0.347 | 0.209 | 0.172 | 0.281 | 0.347 | 0.258
3859 | 0.5944 | 0.14999 | 0.74372 | 0.60899 | 0.48885 | 0.24947 | 0.057408 | 0.31462 | 0.25016 | 0.17459 | 0.26196 | 0.204 | 0.108 | 0.095 | 0.14675 | 0.169 | 0.119
3860 | 0.59739 | 0.15217 | 0.77421 | 0.63489 | 0.53308 | 0.28446 | 0.084974 | 0.31943 | 0.26485 | 0.15353 | 0.30199 | 0.079 | 0.031 | 0.032 | 0.049 | 0.058 | 0.027
3861 | 0.61113 | 0.14226 | 0.81324 | 0.66102 | 0.5587 | 0.38106 | 0.12681 | 0.36415 | 0.31648 | 0.17867 | 0.34203 | 0.005 | 0.001 | 0.001 | 0.002 | 0.001 | 0.001
3862 | 0.62461 | 0.12606 | 0.79406 | 0.65657 | 0.55105 | 0.43336 | 0.14637 | 0.38692 | 0.34451 | 0.20024 | 0.35751 | 0 | 0 | 0 | 0 | 0 | 0
3863 | 0.63844 | 0.10982 | 0.71817 | 0.62633 | 0.52239 | 0.42353 | 0.14522 | 0.37108 | 0.34068 | 0.22339 | 0.34472 | 0 | 0 | 0 | 0 | 0 | 0
3864 | 0.58565 | 0.092028 | 0.59946 | 0.56228 | 0.50173 | 0.38604 | 0.1355 | 0.35087 | 0.32543 | 0.24008 | 0.32473 | 0 | 0 | 0 | 0 | 0 | 0
3865 | 0.57825 | 0.076942 | 0.55362 | 0.5365 | 0.47762 | 0.33484 | 0.11931 | 0.32692 | 0.30079 | 0.23876 | 0.30262 | 0 | 0 | 0 | 0 | 0 | 0
3866 | 0.57909 | 0.067351 | 0.52505 | 0.51757 | 0.44857 | 0.28637 | 0.10298 | 0.30348 | 0.27245 | 0.22315 | 0.27679 | 0 | 0 | 0 | 0 | 0 | 0
3867 | 0.52787 | 0.062083 | 0.52361 | 0.49499 | 0.4335 | 0.258 | 0.088933 | 0.28018 | 0.25351 | 0.21262 | 0.26323 | 0 | 0 | 0 | 0 | 0 | 0
3868 | 0.48275 | 0.056579 | 0.52361 | 0.47226 | 0.41041 | 0.24938 | 0.078338 | 0.262 | 0.2435 | 0.20772 | 0.25492 | 0 | 0 | 0 | 0 | 0 | 0
3869 | 0.44059 | 0.048558 | 0.52792 | 0.45102 | 0.38456 | 0.23078 | 0.065741 | 0.2439 | 0.22379 | 0.18935 | 0.23115 | 0 | 0.005 | 0 | 0.0005 | 0 | 0.002
3870 | 0.39708 | 0.040825 | 0.5451 | 0.42846 | 0.34321 | 0.1884 | 0.03604 | 0.21397 | 0.18795 | 0.15601 | 0.19343 | 0.017 | 0.054 | 0.01 | 0.01775 | 0 | 0.044
3871 | 0.36141 | 0.034686 | 0.44197 | 0.36793 | 0.30041 | 0.11814 | 0.0191 | 0.14974 | 0.1259 | 0.08093 | 0.15479 | 0.087 | 0.15 | 0.078 | 0.09075 | 0.038 | 0.16
3872 | 0.33085 | 0.030378 | 0.23956 | 0.28402 | 0.28165 | 0.1015 | 0.025049 | 0.12755 | 0.11675 | 0.086113 | 0.15184 | 0.214 | 0.271 | 0.194 | 0.217 | 0.159 | 0.301
3873 | 0.30201 | 0.027099 | 0.20211 | 0.26242 | 0.28314 | 0.12814 | 0.02801 | 0.14719 | 0.13694 | 0.11508 | 0.15737 | 0.356 | 0.396 | 0.327 | 0.361 | 0.313 | 0.448
3874 | 0.31676 | 0.024715 | 0.16911 | 0.25962 | 0.29299 | 0.16901 | 0.02498 | 0.16896 | 0.15861 | 0.12498 | 0.1715 | 0.484 | 0.503 | 0.445 | 0.48925 | 0.458 | 0.57
3875 | 0.36106 | 0.025371 | 0.17605 | 0.27559 | 0.28966 | 0.19701 | 0.020075 | 0.17675 | 0.16536 | 0.11741 | 0.17026 | 0.586 | 0.575 | 0.522 | 0.582 | 0.567 | 0.653
3876 | 0.36394 | 0.027982 | 0.23134 | 0.29203 | 0.28081 | 0.18792 | 0.016507 | 0.17457 | 0.15512 | 0.1017 | 0.1563 | 0.653 | 0.613 | 0.56 | 0.6385 | 0.64 | 0.701
3877 | 0.34749 | 0.030461 | 0.32381 | 0.31066 | 0.26069 | 0.16178 | 0.014355 | 0.16822 | 0.13855 | 0.081229 | 0.14297 | 0.683 | 0.615 | 0.563 | 0.65875 | 0.677 | 0.712
3878 | 0.34164 | 0.031722 | 0.41863 | 0.33519 | 0.2453 | 0.14498 | 0.013076 | 0.16029 | 0.12702 | 0.066822 | 0.13599 | 0.684 | 0.584 | 0.528 | 0.646 | 0.686 | 0.686
3879 | 0.3579 | 0.031266 | 0.37112 | 0.32655 | 0.25062 | 0.13599 | 0.012168 | 0.14644 | 0.11914 | 0.05748 | 0.13663 | 0.644 | 0.517 | 0.462 | 0.59175 | 0.637 | 0.624
3880 | 0.37736 | 0.032664 | 0.22556 | 0.29072 | 0.26926 | 0.12844 | 0.011926 | 0.12996 | 0.11249 | 0.050116 | 0.14146 | 0.557 | 0.429 | 0.376 | 0.50575 | 0.563 | 0.527
3881 | 0.39544 | 0.038223 | 0.23368 | 0.30932 | 0.29884 | 0.12769 | 0.013279 | 0.12446 | 0.11332 | 0.049507 | 0.1516 | 0.429 | 0.32 | 0.282 | 0.3815 | 0.415 | 0.4
3882 | 0.42222 | 0.045637 | 0.17009 | 0.31068 | 0.33974 | 0.13758 | 0.01619 | 0.12555 | 0.12388 | 0.064911 | 0.16747 | 0.303 | 0.208 | 0.182 | 0.24825 | 0.255 | 0.253
3883 | 0.46938 | 0.050953 | 0.05446 | 0.30729 | 0.39804 | 0.16392 | 0.021873 | 0.12577 | 0.14378 | 0.097733 | 0.18768 | 0.183 | 0.106 | 0.093 | 0.137 | 0.154 | 0.118
3884 | 0.51581 | 0.057172 | 0.013228 | 0.33398 | 0.47289 | 0.2432 | 0.042138 | 0.14636 | 0.2001 | 0.16742 | 0.24343 | 0.072 | 0.03 | 0.029 | 0.047 | 0.059 | 0.028
3885 | 0.55429 | 0.067425 | 0.003976 | 0.3636 | 0.53252 | 0.35253 | 0.082856 | 0.20067 | 0.29013 | 0.28425 | 0.32305 | 0.005 | 0.001 | 0.001 | 0.002 | 0.001 | 0.001
3886 | 0.56845 | 0.078198 | 0.012467 | 0.37562 | 0.54593 | 0.41157 | 0.1103 | 0.24991 | 0.34953 | 0.38135 | 0.35526 | 0 | 0 | 0 | 0 | 0 | 0
3887 | 0.5417 | 0.086252 | 0.028747 | 0.3686 | 0.53534 | 0.41321 | 0.11769 | 0.2684 | 0.36118 | 0.42119 | 0.34191 | 0 | 0 | 0 | 0 | 0 | 0
3888 | 0.4959 | 0.09267 | 0.093042 | 0.36941 | 0.51929 | 0.38899 | 0.11476 | 0.26601 | 0.35109 | 0.42763 | 0.32175 | 0 | 0 | 0 | 0 | 0 | 0
3889 | 0.44818 | 0.099559 | 0.21088 | 0.38302 | 0.49001 | 0.36012 | 0.10845 | 0.26099 | 0.33348 | 0.41126 | 0.30155 | 0 | 0 | 0 | 0 | 0 | 0
3890 | 0.38082 | 0.10369 | 0.24433 | 0.35981 | 0.45427 | 0.32935 | 0.10324 | 0.25523 | 0.31152 | 0.38225 | 0.27926 | 0 | 0 | 0 | 0 | 0 | 0
3891 | 0.33289 | 0.10208 | 0.24313 | 0.32831 | 0.4089 | 0.31076 | 0.097369 | 0.24632 | 0.29073 | 0.3521 | 0.25372 | 0 | 0 | 0 | 0 | 0 | 0
3892 | 0.30852 | 0.098262 | 0.31167 | 0.32467 | 0.35383 | 0.30251 | 0.090738 | 0.24235 | 0.27736 | 0.32544 | 0.23913 | 0 | 0 | 0 | 0 | 0 | 0
3893 | 0.29232 | 0.091873 | 0.54368 | 0.37881 | 0.30044 | 0.29356 | 0.081147 | 0.22441 | 0.26136 | 0.30398 | 0.22348 | 0 | 0.004 | 0 | 0.0005 | 0 | 0.002
3894 | 0.27263 | 0.083702 | 0.73328 | 0.41172 | 0.22924 | 0.23266 | 0.046466 | 0.18369 | 0.20413 | 0.22625 | 0.17391 | 0.019 | 0.054 | 0.009 | 0.02 | 0.005 | 0.047
3895 | 0.24344 | 0.071715 | 0.81799 | 0.41017 | 0.16908 | 0.13276 | 0.016582 | 0.13331 | 0.1254 | 0.12259 | 0.11295 | 0.092 | 0.152 | 0.058 | 0.08925 | 0.051 | 0.156
3896 | 0.22301 | 0.058467 | 0.79836 | 0.38833 | 0.14363 | 0.089243 | 0.016118 | 0.10369 | 0.09528 | 0.10361 | 0.084579 | 0.207 | 0.28 | 0.131 | 0.19975 | 0.167 | 0.294
3897 | 0.22211 | 0.047044 | 0.71596 | 0.36614 | 0.16035 | 0.12158 | 0.017855 | 0.11239 | 0.11468 | 0.1151 | 0.10964 | 0.32 | 0.405 | 0.219 | 0.317 | 0.294 | 0.435
3898 | 0.23831 | 0.038323 | 0.71374 | 0.38391 | 0.19968 | 0.13443 | 0.0144 | 0.13184 | 0.12064 | 0.089347 | 0.12693 | 0.404 | 0.513 | 0.31 | 0.4185 | 0.407 | 0.553
3899 | 0.25287 | 0.034155 | 0.70361 | 0.39467 | 0.22752 | 0.12041 | 0.010693 | 0.1608 | 0.11889 | 0.073786 | 0.12054 | 0.431 | 0.593 | 0.383 | 0.4785 | 0.463 | 0.637
3900 | 0.2451 | 0.034307 | 0.64173 | 0.36473 | 0.20738 | 0.10609 | 0.007865 | 0.19707 | 0.12024 | 0.07363 | 0.10419 | 0.45 | 0.629 | 0.416 | 0.51 | 0.491 | 0.683
3901 | 0.19909 | 0.038235 | 0.55787 | 0.30624 | 0.16176 | 0.10026 | 0.006138 | 0.22832 | 0.12486 | 0.08706 | 0.083819 | 0.495 | 0.627 | 0.412 | 0.52225 | 0.493 | 0.689
3902 | 0.14703 | 0.04493 | 0.49752 | 0.25431 | 0.11837 | 0.10448 | 0.005231 | 0.24976 | 0.13099 | 0.10698 | 0.062753 | 0.521 | 0.594 | 0.38 | 0.5125 | 0.5 | 0.649
3903 | 0.10024 | 0.052366 | 0.4654 | 0.21775 | 0.087616 | 0.12197 | 0.004901 | 0.25758 | 0.13633 | 0.12068 | 0.045092 | 0.515 | 0.529 | 0.336 | 0.478 | 0.487 | 0.574
3904 | 0.064302 | 0.062359 | 0.41718 | 0.18477 | 0.072843 | 0.15758 | 0.004864 | 0.23345 | 0.13911 | 0.13155 | 0.033851 | 0.474 | 0.435 | 0.284 | 0.40225 | 0.378 | 0.473
3905 | 0.058755 | 0.079626 | 0.38253 | 0.17525 | 0.084459 | 0.19214 | 0.005223 | 0.19384 | 0.1379 | 0.13283 | 0.032786 | 0.349 | 0.318 | 0.229 | 0.285 | 0.213 | 0.349
3906 | 0.061487 | 0.10521 | 0.36687 | 0.18288 | 0.12027 | 0.1956 | 0.006222 | 0.16031 | 0.12516 | 0.10443 | 0.0403 | 0.222 | 0.199 | 0.165 | 0.176 | 0.103 | 0.214
3907 | 0.072654 | 0.13726 | 0.34027 | 0.19669 | 0.17714 | 0.18754 | 0.009753 | 0.14083 | 0.11303 | 0.065636 | 0.058098 | 0.1 | 0.096 | 0.096 | 0.0905 | 0.062 | 0.104
3908 | 0.10284 | 0.17439 | 0.28023 | 0.21015 | 0.24739 | 0.20205 | 0.023422 | 0.13395 | 0.12118 | 0.049929 | 0.098795 | 0.033 | 0.026 | 0.035 | 0.03225 | 0.03 | 0.031
3909 | 0.13832 | 0.20439 | 0.27261 | 0.24339 | 0.31925 | 0.23314 | 0.052981 | 0.15026 | 0.14722 | 0.044074 | 0.16139 | 0.001 | 0.001 | 0.003 | 0.0015 | 0.001 | 0.001
3910 | 0.19031 | 0.21626 | 0.26509 | 0.26701 | 0.34562 | 0.2621 | 0.078893 | 0.18715 | 0.17436 | 0.042524 | 0.20565 | 0 | 0 | 0 | 0 | 0 | 0
3911 | 0.26718 | 0.20601 | 0.19567 | 0.25904 | 0.31428 | 0.28483 | 0.090129 | 0.20364 | 0.19002 | 0.062948 | 0.20867 | 0 | 0 | 0 | 0 | 0 | 0
3912 | 0.3368 | 0.19151 | 0.13767 | 0.2441 | 0.25782 | 0.28112 | 0.094288 | 0.20779 | 0.19522 | 0.10345 | 0.18854 | 0 | 0 | 0 | 0 | 0 | 0
3913 | 0.37334 | 0.16827 | 0.11221 | 0.23086 | 0.20704 | 0.25654 | 0.097341 | 0.19869 | 0.19011 | 0.13493 | 0.17027 | 0 | 0 | 0 | 0 | 0 | 0
3914 | 0.35726 | 0.14354 | 0.1046 | 0.21825 | 0.1929 | 0.23423 | 0.099853 | 0.18765 | 0.18175 | 0.14682 | 0.1583 | 0 | 0 | 0 | 0 | 0 | 0
3915 | 0.3436 | 0.11942 | 0.088221 | 0.2093 | 0.19609 | 0.22735 | 0.10124 | 0.16988 | 0.1784 | 0.16441 | 0.15196 | 0 | 0 | 0 | 0 | 0 | 0
3916 | 0.34289 | 0.10145 | 0.063839 | 0.20822 | 0.21793 | 0.22959 | 0.098402 | 0.1478 | 0.17685 | 0.17598 | 0.15404 | 0 | 0 | 0 | 0 | 0 | 0
3917 | 0.37222 | 0.087434 | 0.025365 | 0.22247 | 0.26983 | 0.22889 | 0.084058 | 0.13056 | 0.17263 | 0.16579 | 0.16527 | 0 | 0.005 | 0 | 0.00025 | 0 | 0.001
3918 | 0.45864 | 0.071382 | 0.002233 | 0.25184 | 0.29463 | 0.21609 | 0.046966 | 0.11589 | 0.17854 | 0.22015 | 0.16203 | 0.003 | 0.049 | 0.009 | 0.012 | 0.005 | 0.031
3919 | 0.52546 | 0.050427 | 0.000695 | 0.27084 | 0.28635 | 0.23073 | 0.019811 | 0.097111 | 0.17613 | 0.20956 | 0.16715 | 0.03 | 0.125 | 0.075 | 0.05875 | 0.046 | 0.084
3920 | 0.56874 | 0.031422 | 0.000287 | 0.29169 | 0.30605 | 0.25649 | 0.022776 | 0.10385 | 0.17969 | 0.17232 | 0.18612 | 0.106 | 0.217 | 0.191 | 0.13625 | 0.145 | 0.103
3921 | 0.60954 | 0.029086 | 0.000457 | 0.30824 | 0.31471 | 0.28441 | 0.037075 | 0.1268 | 0.1998 | 0.16824 | 0.21976 | 0.248 | 0.302 | 0.325 | 0.237 | 0.272 | 0.103
3922 | 0.60918 | 0.046902 | 0.000752 | 0.33286 | 0.38866 | 0.34459 | 0.05369 | 0.14311 | 0.24857 | 0.22646 | 0.28013 | 0.43 | 0.361 | 0.447 | 0.3475 | 0.386 | 0.127
3923 | 0.6298 | 0.070832 | 0.000695 | 0.36624 | 0.46823 | 0.39203 | 0.071275 | 0.15114 | 0.28354 | 0.25557 | 0.33542 | 0.561 | 0.396 | 0.534 | 0.459 | 0.534 | 0.207
3924 | 0.65928 | 0.10707 | 0.000348 | 0.40415 | 0.55282 | 0.42855 | 0.090244 | 0.15127 | 0.31385 | 0.27709 | 0.39849 | 0.633 | 0.407 | 0.577 | 0.55425 | 0.652 | 0.355
3925 | 0.68805 | 0.14354 | 0.000235 | 0.45275 | 0.66997 | 0.45816 | 0.11096 | 0.14789 | 0.34392 | 0.30461 | 0.46501 | 0.686 | 0.382 | 0.576 | 0.619 | 0.717 | 0.497
3926 | 0.70634 | 0.16063 | 0.000154 | 0.48929 | 0.76137 | 0.46745 | 0.1315 | 0.14166 | 0.35856 | 0.30466 | 0.52049 | 0.702 | 0.348 | 0.539 | 0.6375 | 0.727 | 0.582
3927 | 0.68465 | 0.18318 | 6.8e-05 | 0.49293 | 0.79408 | 0.4586 | 0.1481 | 0.13273 | 0.35993 | 0.27844 | 0.56994 | 0.659 | 0.302 | 0.477 | 0.6005 | 0.695 | 0.571
3928 | 0.6499 | 0.25071 | 3.1e-05 | 0.48338 | 0.80021 | 0.44063 | 0.16017 | 0.1207 | 0.3529 | 0.25289 | 0.59739 | 0.576 | 0.25 | 0.395 | 0.52075 | 0.613 | 0.499
3929 | 0.60846 | 0.30967 | 0.001242 | 0.46626 | 0.78908 | 0.41394 | 0.17243 | 0.10593 | 0.33852 | 0.23449 | 0.59973 | 0.475 | 0.194 | 0.3 | 0.4135 | 0.498 | 0.381
3930 | 0.55272 | 0.3621 | 0.01149 | 0.43806 | 0.74997 | 0.37226 | 0.17841 | 0.091961 | 0.31397 | 0.21468 | 0.57697 | 0.346 | 0.135 | 0.2 | 0.2855 | 0.355 | 0.241
3931 | 0.42051 | 0.3417 | 0.035282 | 0.37654 | 0.67382 | 0.30419 | 0.17063 | 0.08229 | 0.27099 | 0.17375 | 0.52373 | 0.21 | 0.074 | 0.105 | 0.15825 | 0.199 | 0.119
3932 | 0.3146 | 0.27486 | 0.086869 | 0.32755 | 0.58118 | 0.22481 | 0.16291 | 0.084559 | 0.21888 | 0.13366 | 0.4325 | 0.084 | 0.023 | 0.033 | 0.0555 | 0.07 | 0.035
3933 | 0.22631 | 0.2005 | 0.20103 | 0.30772 | 0.49583 | 0.19364 | 0.16335 | 0.11399 | 0.19478 | 0.11964 | 0.35184 | 0.006 | 0.001 | 0.002 | 0.00275 | 0.002 | 0.001
3934 | 0.13914 | 0.17605 | 0.34165 | 0.30141 | 0.42343 | 0.19244 | 0.16281 | 0.14749 | 0.18971 | 0.11176 | 0.30716 | 0 | 0 | 0 | 0 | 0 | 0
3935 | 0.076905 | 0.19026 | 0.40992 | 0.27891 | 0.34989 | 0.17676 | 0.16544 | 0.15788 | 0.1791 | 0.12023 | 0.26153 | 0 | 0 | 0 | 0 | 0 | 0
3936 | 0.034833 | 0.22491 | 0.47271 | 0.25731 | 0.26439 | 0.14992 | 0.17089 | 0.1527 | 0.16294 | 0.13447 | 0.21468 | 0 | 0 | 0 | 0 | 0 | 0
3937 | 0.013422 | 0.25544 | 0.48294 | 0.2301 | 0.19395 | 0.12893 | 0.16796 | 0.14271 | 0.14542 | 0.13634 | 0.17368 | 0 | 0 | 0 | 0 | 0 | 0
3938 | 0.008626 | 0.28471 | 0.4449 | 0.19815 | 0.14092 | 0.10532 | 0.16067 | 0.12806 | 0.12102 | 0.11264 | 0.13807 | 0 | 0 | 0 | 0 | 0 | 0
3939 | 0.00725 | 0.29838 | 0.42883 | 0.17966 | 0.10292 | 0.083864 | 0.1543 | 0.11578 | 0.099236 | 0.079317 | 0.11799 | 0 | 0 | 0 | 0 | 0 | 0
3940 | 0.007059 | 0.29577 | 0.41863 | 0.1658 | 0.071711 | 0.064986 | 0.14809 | 0.10716 | 0.083063 | 0.055802 | 0.10431 | 0 | 0 | 0 | 0 | 0 | 0
3941 | 0.006675 | 0.26356 | 0.41282 | 0.15555 | 0.047153 | 0.049975 | 0.13183 | 0.10345 | 0.070495 | 0.04405 | 0.084507 | 0 | 0.005 | 0 | 0 | 0 | 0
3942 | 0.005505 | 0.23253 | 0.42009 | 0.15137 | 0.028507 | 0.031096 | 0.092258 | 0.094991 | 0.054853 | 0.032093 | 0.061231 | 0.019 | 0.051 | 0.008 | 0.01575 | 0.004 | 0.032
3943 | 0.003254 | 0.20029 | 0.37967 | 0.13369 | 0.018134 | 0.009365 | 0.10773 | 0.07113 | 0.033059 | 0.006612 | 0.045129 | 0.093 | 0.137 | 0.058 | 0.08225 | 0.063 | 0.115
3944 | 0.001415 | 0.15601 | 0.37397 | 0.12827 | 0.009423 | 0.003238 | 0.12092 | 0.065047 | 0.024395 | 6e-06 | 0.029291 | 0.213 | 0.239 | 0.138 | 0.18475 | 0.168 | 0.22
3945 | 0.00055 | 0.11501 | 0.43759 | 0.14706 | 0.003034 | 0.001612 | 0.11233 | 0.071994 | 0.022344 | 0.000316 | 0.015453 | 0.352 | 0.34 | 0.22 | 0.29325 | 0.277 | 0.324
3946 | 0.000239 | 0.087528 | 0.44344 | 0.14796 | 0.000219 | 0.001005 | 0.10122 | 0.077136 | 0.022592 | 0.00584 | 0.006386 | 0.469 | 0.419 | 0.297 | 0.36775 | 0.335 | 0.37
3947 | 0.000527 | 0.073735 | 0.39979 | 0.13344 | 3e-06 | 0.002238 | 0.090174 | 0.078187 | 0.023536 | 0.011646 | 0.002074 | 0.563 | 0.479 | 0.367 | 0.432 | 0.397 | 0.401
3948 | 0.002455 | 0.069393 | 0.31974 | 0.1074 | 0 | 0.007834 | 0.079349 | 0.076687 | 0.025494 | 0.016926 | 0.000529 | 0.636 | 0.516 | 0.424 | 0.51625 | 0.537 | 0.468
3949 | 0.006018 | 0.069252 | 0.24433 | 0.083448 | 0 | 0.015784 | 0.068482 | 0.07511 | 0.028889 | 0.022341 | 0.00232 | 0.662 | 0.52 | 0.456 | 0.549 | 0.597 | 0.481
3950 | 0.011972 | 0.071321 | 0.19461 | 0.069315 | 0.001363 | 0.027823 | 0.057585 | 0.075548 | 0.035154 | 0.028674 | 0.008573 | 0.651 | 0.491 | 0.45 | 0.53925 | 0.597 | 0.459
3951 | 0.016787 | 0.08005 | 0.15385 | 0.062356 | 0.016427 | 0.042252 | 0.04933 | 0.07751 | 0.045719 | 0.039653 | 0.02346 | 0.579 | 0.435 | 0.413 | 0.49125 | 0.576 | 0.397
3952 | 0.024709 | 0.095401 | 0.14474 | 0.071703 | 0.045664 | 0.056006 | 0.047368 | 0.078696 | 0.059752 | 0.056283 | 0.048024 | 0.466 | 0.354 | 0.348 | 0.42025 | 0.526 | 0.341
3953 | 0.039543 | 0.11573 | 0.17705 | 0.098657 | 0.079377 | 0.067666 | 0.054953 | 0.081817 | 0.075047 | 0.074954 | 0.07575 | 0.326 | 0.255 | 0.269 | 0.313 | 0.42 | 0.237
3954 | 0.05915 | 0.14735 | 0.21871 | 0.13026 | 0.1129 | 0.077066 | 0.067275 | 0.087895 | 0.091855 | 0.10257 | 0.099893 | 0.225 | 0.158 | 0.187 | 0.217 | 0.305 | 0.151
3955 | 0.086129 | 0.18313 | 0.25277 | 0.16428 | 0.15393 | 0.08804 | 0.084303 | 0.097208 | 0.1124 | 0.14105 | 0.1233 | 0.123 | 0.079 | 0.104 | 0.12125 | 0.164 | 0.094
3956 | 0.12735 | 0.21452 | 0.32381 | 0.21678 | 0.19919 | 0.1084 | 0.11055 | 0.11911 | 0.1405 | 0.18846 | 0.14605 | 0.05 | 0.021 | 0.035 | 0.04375 | 0.053 | 0.037
3957 | 0.17056 | 0.23072 | 0.39835 | 0.26691 | 0.23182 | 0.15572 | 0.14043 | 0.16327 | 0.18531 | 0.26625 | 0.15599 | 0.003 | 0 | 0.002 | 0.00175 | 0.001 | 0.001
3958 | 0.19632 | 0.23092 | 0.44197 | 0.30032 | 0.26266 | 0.20394 | 0.15432 | 0.19722 | 0.22195 | 0.32348 | 0.16314 | 0 | 0 | 0 | 0 | 0 | 0
3959 | 0.2217 | 0.23369 | 0.43321 | 0.31839 | 0.30027 | 0.21895 | 0.15176 | 0.19481 | 0.22546 | 0.30413 | 0.18393 | 0 | 0 | 0 | 0 | 0 | 0
3960 | 0.2561 | 0.24442 | 0.37539 | 0.32161 | 0.33335 | 0.2082 | 0.14754 | 0.18325 | 0.21791 | 0.2743 | 0.20589 | 0 | 0 | 0 | 0 | 0 | 0
3961 | 0.29408 | 0.25856 | 0.29839 | 0.31701 | 0.35855 | 0.19465 | 0.14001 | 0.17653 | 0.21245 | 0.25533 | 0.22328 | 0 | 0 | 0 | 0 | 0 | 0
3962 | 0.3325 | 0.26436 | 0.27641 | 0.32504 | 0.36621 | 0.18932 | 0.13172 | 0.17016 | 0.20867 | 0.24539 | 0.22982 | 0 | 0 | 0 | 0 | 0 | 0
3963 | 0.36782 | 0.26301 | 0.27261 | 0.3323 | 0.35646 | 0.19032 | 0.12397 | 0.16068 | 0.20274 | 0.23283 | 0.22713 | 0 | 0 | 0 | 0 | 0 | 0
3964 | 0.4099 | 0.25658 | 0.25889 | 0.3405 | 0.35271 | 0.20208 | 0.11632 | 0.15157 | 0.20267 | 0.22315 | 0.23387 | 0 | 0 | 0 | 0 | 0 | 0
3965 | 0.44679 | 0.23838 | 0.24913 | 0.33985 | 0.32362 | 0.2076 | 0.10761 | 0.14434 | 0.19697 | 0.21819 | 0.21776 | 0 | 0.005 | 0 | 0.0005 | 0 | 0.002
3966 | 0.45942 | 0.21122 | 0.23956 | 0.32248 | 0.26845 | 0.21453 | 0.10036 | 0.12518 | 0.17864 | 0.18534 | 0.18951 | 0.019 | 0.048 | 0.006 | 0.02175 | 0.018 | 0.044
3967 | 0.44611 | 0.18856 | 0.17705 | 0.28398 | 0.22879 | 0.23334 | 0.099258 | 0.095283 | 0.17091 | 0.17775 | 0.17725 | 0.074 | 0.129 | 0.052 | 0.0865 | 0.078 | 0.142
3968 | 0.40931 | 0.17761 | 0.13594 | 0.2457 | 0.19185 | 0.23345 | 0.084171 | 0.089273 | 0.16223 | 0.16987 | 0.15635 | 0.143 | 0.233 | 0.132 | 0.1765 | 0.167 | 0.264
3969 | 0.36106 | 0.1696 | 0.14118 | 0.22075 | 0.16002 | 0.21009 | 0.07225 | 0.086176 | 0.14017 | 0.13379 | 0.13062 | 0.218 | 0.335 | 0.233 | 0.28075 | 0.264 | 0.408
3970 | 0.31099 | 0.15989 | 0.15293 | 0.20081 | 0.13851 | 0.18572 | 0.066715 | 0.083989 | 0.11871 | 0.096718 | 0.10842 | 0.275 | 0.431 | 0.327 | 0.37 | 0.339 | 0.539
3971 | 0.26782 | 0.15017 | 0.15759 | 0.18274 | 0.1228 | 0.16813 | 0.066076 | 0.088203 | 0.10667 | 0.077522 | 0.09282 | 0.351 | 0.5 | 0.404 | 0.4565 | 0.431 | 0.64
3972 | 0.23546 | 0.13873 | 0.14118 | 0.16235 | 0.1104 | 0.15319 | 0.069319 | 0.094558 | 0.10113 | 0.074633 | 0.082154 | 0.436 | 0.534 | 0.452 | 0.50325 | 0.418 | 0.707
3973 | 0.21487 | 0.1333 | 0.1177 | 0.1453 | 0.10333 | 0.13769 | 0.075131 | 0.099301 | 0.09969 | 0.086427 | 0.075345 | 0.544 | 0.534 | 0.468 | 0.5215 | 0.345 | 0.729
3974 | 0.20892 | 0.13589 | 0.10018 | 0.13829 | 0.10579 | 0.12132 | 0.082696 | 0.10196 | 0.1014 | 0.10516 | 0.077155 | 0.575 | 0.514 | 0.454 | 0.52325 | 0.36 | 0.704
3975 | 0.22163 | 0.1493 | 0.098728 | 0.14691 | 0.12037 | 0.10875 | 0.091817 | 0.10284 | 0.10365 | 0.11423 | 0.088794 | 0.552 | 0.469 | 0.413 | 0.49025 | 0.355 | 0.641
3976 | 0.24147 | 0.16436 | 0.10312 | 0.16184 | 0.14094 | 0.10307 | 0.10269 | 0.10565 | 0.10695 | 0.11158 | 0.10752 | 0.483 | 0.401 | 0.352 | 0.41625 | 0.287 | 0.543
3977 | 0.25646 | 0.17376 | 0.11454 | 0.17856 | 0.16469 | 0.11084 | 0.11445 | 0.11564 | 0.11619 | 0.1095 | 0.12877 | 0.391 | 0.311 | 0.268 | 0.33025 | 0.248 | 0.414
3978 | 0.27056 | 0.18429 | 0.14835 | 0.2027 | 0.18919 | 0.13885 | 0.12293 | 0.13546 | 0.13662 | 0.12127 | 0.15092 | 0.27 | 0.204 | 0.181 | 0.23025 | 0.208 | 0.262
3979 | 0.28228 | 0.18442 | 0.1925 | 0.22603 | 0.20331 | 0.17743 | 0.12508 | 0.15675 | 0.16313 | 0.14938 | 0.16898 | 0.162 | 0.103 | 0.099 | 0.1245 | 0.113 | 0.124
3980 | 0.28447 | 0.17568 | 0.24313 | 0.24358 | 0.20314 | 0.22737 | 0.12149 | 0.18704 | 0.19615 | 0.1921 | 0.1781 | 0.066 | 0.029 | 0.035 | 0.04275 | 0.037 | 0.033
3981 | 0.26491 | 0.16131 | 0.39402 | 0.2843 | 0.19395 | 0.29716 | 0.13841 | 0.23301 | 0.2481 | 0.28535 | 0.17688 | 0.005 | 0.001 | 0.003 | 0.0025 | 0.001 | 0.001
3982 | 0.22965 | 0.14458 | 0.54082 | 0.31519 | 0.17509 | 0.32512 | 0.14449 | 0.25464 | 0.27121 | 0.33492 | 0.17017 | 0 | 0 | 0 | 0 | 0 | 0
3983 | 0.18948 | 0.1361 | 0.55928 | 0.29823 | 0.14591 | 0.29546 | 0.12927 | 0.24628 | 0.25366 | 0.32117 | 0.15173 | 0 | 0 | 0 | 0 | 0 | 0
3984 | 0.15293 | 0.13206 | 0.49607 | 0.25548 | 0.11744 | 0.26544 | 0.11071 | 0.23007 | 0.22888 | 0.2868 | 0.13322 | 0 | 0 | 0 | 0 | 0 | 0
3985 | 0.12207 | 0.12864 | 0.42737 | 0.21466 | 0.094524 | 0.2418 | 0.094103 | 0.21759 | 0.20712 | 0.25331 | 0.1158 | 0 | 0 | 0 | 0 | 0 | 0
3986 | 0.099516 | 0.12717 | 0.36687 | 0.18024 | 0.074331 | 0.21689 | 0.081147 | 0.20698 | 0.18888 | 0.23165 | 0.099985 | 0 | 0 | 0 | 0 | 0 | 0
3987 | 0.082501 | 0.13285 | 0.34304 | 0.1604 | 0.055661 | 0.19173 | 0.068533 | 0.19733 | 0.17278 | 0.21603 | 0.086021 | 0 | 0 | 0 | 0 | 0 | 0
3988 | 0.069036 | 0.14615 | 0.34027 | 0.15112 | 0.044058 | 0.17381 | 0.059591 | 0.19149 | 0.16203 | 0.20585 | 0.076974 | 0 | 0 | 0 | 0 | 0 | 0
3989 | 0.056833 | 0.15815 | 0.34304 | 0.14626 | 0.038906 | 0.15469 | 0.050832 | 0.18457 | 0.15186 | 0.19808 | 0.070085 | 0 | 0.005 | 0 | 0 | 0 | 0
3990 | 0.050229 | 0.17449 | 0.32653 | 0.13804 | 0.037362 | 0.1044 | 0.031912 | 0.16292 | 0.11847 | 0.14595 | 0.060611 | 0.02 | 0.053 | 0.009 | 0.015 | 0.008 | 0.023
3991 | 0.046734 | 0.18358 | 0.25277 | 0.11045 | 0.031854 | 0.071746 | 0.030786 | 0.12735 | 0.081137 | 0.076372 | 0.049078 | 0.087 | 0.146 | 0.065 | 0.07075 | 0.055 | 0.076
3992 | 0.041536 | 0.17006 | 0.23018 | 0.099831 | 0.02778 | 0.092166 | 0.039587 | 0.13265 | 0.091947 | 0.093092 | 0.049877 | 0.206 | 0.259 | 0.159 | 0.17125 | 0.158 | 0.162
3993 | 0.034883 | 0.13937 | 0.23485 | 0.096118 | 0.018623 | 0.10182 | 0.048321 | 0.15129 | 0.10178 | 0.10951 | 0.044513 | 0.304 | 0.364 | 0.268 | 0.275 | 0.286 | 0.242
3994 | 0.026797 | 0.12579 | 0.23602 | 0.09141 | 0.011411 | 0.10128 | 0.054324 | 0.16438 | 0.10366 | 0.11295 | 0.036013 | 0.376 | 0.439 | 0.377 | 0.3715 | 0.418 | 0.315
3995 | 0.018916 | 0.12832 | 0.21422 | 0.080859 | 0.009444 | 0.093206 | 0.059515 | 0.17105 | 0.10522 | 0.1239 | 0.032732 | 0.463 | 0.486 | 0.469 | 0.48 | 0.514 | 0.474
3996 | 0.011873 | 0.13347 | 0.21871 | 0.079867 | 0.009014 | 0.085589 | 0.065813 | 0.17295 | 0.10772 | 0.13821 | 0.034137 | 0.545 | 0.494 | 0.515 | 0.555 | 0.526 | 0.634
3997 | 0.007822 | 0.13533 | 0.24075 | 0.087158 | 0.012901 | 0.082797 | 0.076858 | 0.18212 | 0.1171 | 0.16235 | 0.041145 | 0.631 | 0.492 | 0.515 | 0.58 | 0.472 | 0.702
3998 | 0.008256 | 0.13945 | 0.28666 | 0.10476 | 0.019348 | 0.091058 | 0.093632 | 0.20182 | 0.13304 | 0.18545 | 0.053848 | 0.685 | 0.487 | 0.491 | 0.567 | 0.422 | 0.67
3999 | 0.00765 | 0.12718 | 0.33888 | 0.12396 | 0.025335 | 0.10944 | 0.11305 | 0.22863 | 0.15365 | 0.21111 | 0.065432 | 0.678 | 0.462 | 0.448 | 0.539 | 0.455 | 0.575
4000 | 0.005258 | 0.095256 | 0.38396 | 0.13821 | 0.025423 | 0.12212 | 0.1264 | 0.25555 | 0.17018 | 0.2375 | 0.065564 | 0.611 | 0.401 | 0.39 | 0.501 | 0.544 | 0.459
4001 | 0.003683 | 0.077649 | 0.45222 | 0.16023 | 0.0248 | 0.12192 | 0.12521 | 0.27192 | 0.17458 | 0.24367 | 0.060807 | 0.492 | 0.31 | 0.306 | 0.42125 | 0.539 | 0.348
4002 | 0.002479 | 0.072676 | 0.51639 | 0.18025 | 0.021881 | 0.12526 | 0.11636 | 0.27603 | 0.17693 | 0.25104 | 0.055379 | 0.349 | 0.204 | 0.224 | 0.30275 | 0.411 | 0.227
4003 | 0.001155 | 0.066488 | 0.53939 | 0.18628 | 0.018296 | 0.12702 | 0.10657 | 0.26739 | 0.18101 | 0.2816 | 0.048041 | 0.198 | 0.105 | 0.131 | 0.174 | 0.245 | 0.122
4004 | 0.000414 | 0.044451 | 0.5077 | 0.17323 | 0.011582 | 0.11239 | 0.092596 | 0.25416 | 0.1667 | 0.26306 | 0.037162 | 0.073 | 0.031 | 0.049 | 0.06125 | 0.085 | 0.038
4005 | 0.000624 | 0.023909 | 0.55928 | 0.18867 | 0.006115 | 0.12915 | 0.093787 | 0.28833 | 0.18923 | 0.31208 | 0.027359 | 0.006 | 0.001 | 0.004 | 0.00325 | 0.002 | 0.001
4006 | 0.002743 | 0.016854 | 0.64044 | 0.21514 | 0.002222 | 0.13768 | 0.097645 | 0.31655 | 0.2108 | 0.36948 | 0.019475 | 0 | 0 | 0 | 0 | 0 | 0
4007 | 0.006126 | 0.019082 | 0.64429 | 0.21721 | 0.001228 | 0.12492 | 0.094872 | 0.29717 | 0.19586 | 0.34461 | 0.016755 | 0 | 0 | 0 | 0 | 0 | 0
4008 | 0.008872 | 0.027769 | 0.60081 | 0.20491 | 0.005034 | 0.10334 | 0.088297 | 0.27008 | 0.17116 | 0.29373 | 0.017496 | 0 | 0 | 0 | 0 | 0 | 0
4009 | 0.017775 | 0.042759 | 0.5351 | 0.19062 | 0.018992 | 0.075044 | 0.0785 | 0.24608 | 0.14489 | 0.23892 | 0.019533 | 0 | 0 | 0 | 0 | 0 | 0
4010 | 0.034077 | 0.067259 | 0.47125 | 0.18552 | 0.051228 | 0.049277 | 0.067317 | 0.22422 | 0.12333 | 0.18927 | 0.030552 | 0 | 0 | 0 | 0 | 0 | 0
4011 | 0.052637 | 0.10702 | 0.43613 | 0.19419 | 0.093796 | 0.032032 | 0.058157 | 0.20548 | 0.10831 | 0.1462 | 0.049539 | 0 | 0 | 0 | 0 | 0 | 0
4012 | 0.077079 | 0.16164 | 0.43321 | 0.21643 | 0.13901 | 0.021811 | 0.053843 | 0.18776 | 0.09739 | 0.10694 | 0.073054 | 0 | 0 | 0 | 0 | 0 | 0
4013 | 0.1038 | 0.21759 | 0.43029 | 0.24134 | 0.18993 | 0.01872 | 0.046209 | 0.17108 | 0.092783 | 0.078399 | 0.10293 | 0 | 0.007 | 0 | 0.0005 | 0 | 0.002
4014 | 0.14011 | 0.27864 | 0.38827 | 0.25301 | 0.23067 | 0.024095 | 0.028039 | 0.14506 | 0.086828 | 0.05188 | 0.12628 | 0.019 | 0.067 | 0.017 | 0.0205 | 0 | 0.046
4015 | 0.17853 | 0.34747 | 0.20428 | 0.21045 | 0.24855 | 0.023029 | 0.02833 | 0.099385 | 0.066837 | 0.017637 | 0.1273 | 0.093 | 0.182 | 0.097 | 0.0865 | 0.013 | 0.143
4016 | 0.21397 | 0.40753 | 0.13942 | 0.21606 | 0.29478 | 0.025253 | 0.034644 | 0.10338 | 0.074288 | 0.007277 | 0.16124 | 0.221 | 0.317 | 0.226 | 0.218 | 0.158 | 0.267
4017 | 0.2499 | 0.48074 | 0.12334 | 0.23842 | 0.34201 | 0.029109 | 0.042321 | 0.13211 | 0.086794 | 0.005217 | 0.18074 | 0.374 | 0.448 | 0.372 | 0.366 | 0.329 | 0.389
4018 | 0.2848 | 0.5521 | 0.078357 | 0.25456 | 0.40053 | 0.036362 | 0.051273 | 0.13879 | 0.096426 | 0.002591 | 0.20796 | 0.507 | 0.55 | 0.506 | 0.50025 | 0.487 | 0.501
4019 | 0.31933 | 0.58644 | 0.052359 | 0.27546 | 0.45468 | 0.05093 | 0.059345 | 0.1409 | 0.10817 | 0.001155 | 0.2397 | 0.607 | 0.616 | 0.607 | 0.5975 | 0.611 | 0.565
4020 | 0.35342 | 0.60028 | 0.039244 | 0.30184 | 0.51286 | 0.075714 | 0.068742 | 0.14595 | 0.1268 | 0.001379 | 0.28417 | 0.673 | 0.649 | 0.67 | 0.653 | 0.695 | 0.574
4021 | 0.38216 | 0.59624 | 0.042937 | 0.33065 | 0.56684 | 0.11221 | 0.079546 | 0.1562 | 0.15397 | 0.007343 | 0.34013 | 0.703 | 0.635 | 0.693 | 0.67275 | 0.738 | 0.557
4022 | 0.41131 | 0.60468 | 0.064991 | 0.35981 | 0.60313 | 0.15534 | 0.090068 | 0.16855 | 0.18381 | 0.020291 | 0.39107 | 0.694 | 0.571 | 0.681 | 0.667 | 0.74 | 0.553
4023 | 0.42178 | 0.61704 | 0.1061 | 0.3745 | 0.59561 | 0.19802 | 0.10075 | 0.18185 | 0.20878 | 0.036424 | 0.41882 | 0.654 | 0.47 | 0.633 | 0.632 | 0.701 | 0.54
4024 | 0.43888 | 0.60422 | 0.15478 | 0.38295 | 0.55519 | 0.23513 | 0.11095 | 0.19321 | 0.22697 | 0.053022 | 0.42654 | 0.58 | 0.354 | 0.549 | 0.555 | 0.629 | 0.462
4025 | 0.49001 | 0.56058 | 0.19995 | 0.39118 | 0.48357 | 0.26117 | 0.12065 | 0.20152 | 0.23523 | 0.074036 | 0.40419 | 0.445 | 0.24 | 0.433 | 0.435 | 0.536 | 0.326
4026 | 0.54046 | 0.48949 | 0.22671 | 0.39432 | 0.41578 | 0.27883 | 0.12378 | 0.21008 | 0.2363 | 0.10284 | 0.35346 | 0.287 | 0.143 | 0.298 | 0.29225 | 0.387 | 0.197
4027 | 0.57606 | 0.42862 | 0.24075 | 0.38853 | 0.34877 | 0.27579 | 0.11982 | 0.21393 | 0.22522 | 0.13169 | 0.27947 | 0.165 | 0.066 | 0.161 | 0.15575 | 0.199 | 0.098
4028 | 0.60491 | 0.38967 | 0.25889 | 0.38211 | 0.28254 | 0.25461 | 0.12165 | 0.20465 | 0.20851 | 0.14833 | 0.22647 | 0.066 | 0.016 | 0.055 | 0.0495 | 0.047 | 0.03
4029 | 0.57725 | 0.3676 | 0.34581 | 0.3915 | 0.25144 | 0.26809 | 0.13241 | 0.2113 | 0.22097 | 0.19115 | 0.21335 | 0.005 | 0 | 0.004 | 0.00275 | 0.001 | 0.001
4030 | 0.52003 | 0.33577 | 0.41863 | 0.38563 | 0.21822 | 0.30934 | 0.15123 | 0.23537 | 0.25292 | 0.24146 | 0.22552 | 0 | 0 | 0 | 0 | 0 | 0
4031 | 0.50944 | 0.29761 | 0.42591 | 0.37666 | 0.19464 | 0.33013 | 0.1618 | 0.24746 | 0.26441 | 0.27117 | 0.20889 | 0 | 0 | 0 | 0 | 0 | 0
4032 | 0.51712 | 0.26748 | 0.37824 | 0.35982 | 0.18411 | 0.3281 | 0.17083 | 0.24649 | 0.25644 | 0.26832 | 0.18287 | 0 | 0 | 0 | 0 | 0 | 0
4033 | 0.49135 | 0.2553 | 0.28408 | 0.31856 | 0.18024 | 0.28421 | 0.16891 | 0.24125 | 0.22812 | 0.23044 | 0.15656 | 0 | 0 | 0 | 0 | 0 | 0
4034 | 0.44904 | 0.25017 | 0.21422 | 0.29233 | 0.21372 | 0.25184 | 0.1667 | 0.22806 | 0.22022 | 0.23673 | 0.16425 | 0 | 0 | 0 | 0 | 0 | 0
4035 | 0.38689 | 0.25022 | 0.17705 | 0.28092 | 0.27882 | 0.23463 | 0.16781 | 0.22049 | 0.22127 | 0.25229 | 0.17769 | 0 | 0 | 0 | 0 | 0 | 0
4036 | 0.39152 | 0.25865 | 0.17605 | 0.30235 | 0.3395 | 0.23603 | 0.16785 | 0.21526 | 0.22619 | 0.25361 | 0.19988 | 0 | 0 | 0 | 0 | 0 | 0
4037 | 0.44163 | 0.29178 | 0.18935 | 0.31537 | 0.31513 | 0.22732 | 0.15854 | 0.21079 | 0.23211 | 0.26661 | 0.22372 | 0 | 0.002 | 0 | 0 | 0 | 0
4038 | 0.30815 | 0.33574 | 0.23602 | 0.27152 | 0.27037 | 0.21077 | 0.12863 | 0.20152 | 0.21409 | 0.24333 | 0.20075 | 0.013 | 0.031 | 0.011 | 0.01575 | 0.02 | 0.019
4039 | 0.25835 | 0.34462 | 0.18623 | 0.24327 | 0.28524 | 0.17515 | 0.11231 | 0.16786 | 0.18 | 0.19651 | 0.18047 | 0.058 | 0.083 | 0.077 | 0.07425 | 0.077 | 0.085
4040 | 0.30128 | 0.31454 | 0.17806 | 0.27282 | 0.33911 | 0.18408 | 0.14196 | 0.18401 | 0.21347 | 0.25527 | 0.23053 | 0.136 | 0.154 | 0.185 | 0.166 | 0.135 | 0.208
4041 | 0.25013 | 0.29127 | 0.24075 | 0.2705 | 0.32062 | 0.20526 | 0.17496 | 0.21635 | 0.23266 | 0.27182 | 0.23722 | 0.227 | 0.235 | 0.303 | 0.2655 | 0.186 | 0.346
4042 | 0.25102 | 0.29807 | 0.26883 | 0.28724 | 0.34185 | 0.19334 | 0.20008 | 0.22107 | 0.22829 | 0.26092 | 0.23783 | 0.328 | 0.31 | 0.408 | 0.3685 | 0.217 | 0.521
4043 | 0.28158 | 0.32107 | 0.27896 | 0.31149 | 0.37393 | 0.216 | 0.22251 | 0.22231 | 0.23595 | 0.23709 | 0.26839 | 0.464 | 0.366 | 0.498 | 0.461 | 0.252 | 0.63
4044 | 0.25277 | 0.37423 | 0.29839 | 0.31091 | 0.38157 | 0.27103 | 0.24699 | 0.23264 | 0.25161 | 0.22201 | 0.28077 | 0.566 | 0.396 | 0.544 | 0.524 | 0.349 | 0.637
4045 | 0.22047 | 0.43821 | 0.36828 | 0.33184 | 0.40676 | 0.30225 | 0.27437 | 0.25036 | 0.28933 | 0.30479 | 0.29994 | 0.618 | 0.397 | 0.568 | 0.5545 | 0.419 | 0.613
4046 | 0.18684 | 0.49073 | 0.47271 | 0.36257 | 0.42815 | 0.31538 | 0.3034 | 0.26977 | 0.33187 | 0.41239 | 0.32993 | 0.66 | 0.385 | 0.566 | 0.56925 | 0.452 | 0.599
4047 | 0.14185 | 0.51647 | 0.56771 | 0.38056 | 0.43212 | 0.31794 | 0.3255 | 0.2848 | 0.34936 | 0.45213 | 0.34257 | 0.663 | 0.356 | 0.527 | 0.56675 | 0.542 | 0.535
4048 | 0.10058 | 0.53579 | 0.60487 | 0.38045 | 0.43591 | 0.31242 | 0.33276 | 0.29063 | 0.34797 | 0.44602 | 0.34281 | 0.535 | 0.306 | 0.462 | 0.5005 | 0.573 | 0.432
4049 | 0.055857 | 0.55524 | 0.58578 | 0.35304 | 0.41748 | 0.30068 | 0.32711 | 0.29092 | 0.34372 | 0.45212 | 0.33115 | 0.358 | 0.24 | 0.368 | 0.39775 | 0.528 | 0.337
4050 | 0.02313 | 0.56525 | 0.53223 | 0.31405 | 0.3868 | 0.26717 | 0.30974 | 0.28275 | 0.3326 | 0.47173 | 0.30873 | 0.223 | 0.157 | 0.258 | 0.25125 | 0.296 | 0.228
4051 | 0.003748 | 0.56818 | 0.43905 | 0.2634 | 0.34742 | 0.21963 | 0.27657 | 0.25604 | 0.29864 | 0.44015 | 0.27875 | 0.124 | 0.079 | 0.145 | 0.127 | 0.115 | 0.124
4052 | 6.9e-05 | 0.57382 | 0.36545 | 0.21675 | 0.28474 | 0.15644 | 0.22356 | 0.21422 | 0.24338 | 0.36858 | 0.23428 | 0.055 | 0.022 | 0.052 | 0.04675 | 0.039 | 0.041
4053 | 0 | 0.57931 | 0.42737 | 0.21545 | 0.21897 | 0.1038 | 0.19687 | 0.20598 | 0.19664 | 0.29784 | 0.17895 | 0.007 | 0.001 | 0.004 | 0.0035 | 0.001 | 0.002
4054 | 0.00458 | 0.58578 | 0.5077 | 0.23355 | 0.18838 | 0.077148 | 0.19006 | 0.20355 | 0.16856 | 0.23925 | 0.15428 | 0 | 0 | 0 | 0 | 0 | 0
4055 | 0.026545 | 0.59079 | 0.52936 | 0.2532 | 0.20369 | 0.057262 | 0.19248 | 0.19117 | 0.15868 | 0.22631 | 0.15999 | 0 | 0 | 0 | 0 | 0 | 0
4056 | 0.052266 | 0.58546 | 0.48148 | 0.25725 | 0.238 | 0.049199 | 0.19792 | 0.18149 | 0.15494 | 0.21158 | 0.1775 | 0 | 0 | 0 | 0 | 0 | 0
4057 | 0.082093 | 0.58112 | 0.43613 | 0.26242 | 0.26904 | 0.054422 | 0.20097 | 0.17025 | 0.15412 | 0.19953 | 0.19226 | 0 | 0 | 0 | 0 | 0 | 0
4058 | 0.12868 | 0.57661 | 0.37682 | 0.26759 | 0.29728 | 0.068231 | 0.19749 | 0.15664 | 0.151 | 0.17362 | 0.20551 | 0 | 0 | 0 | 0 | 0 | 0
4059 | 0.19889 | 0.55735 | 0.33337 | 0.27397 | 0.28966 | 0.084376 | 0.19258 | 0.14967 | 0.1466 | 0.14719 | 0.20517 | 0 | 0 | 0 | 0 | 0 | 0
4060 | 0.26052 | 0.5255 | 0.34721 | 0.29233 | 0.26927 | 0.10307 | 0.18307 | 0.14639 | 0.14136 | 0.12015 | 0.19584 | 0 | 0 | 0 | 0 | 0 | 0
4061 | 0.28389 | 0.48716 | 0.3584 | 0.29645 | 0.24706 | 0.12038 | 0.16226 | 0.14296 | 0.13476 | 0.087289 | 0.1884 | 0 | 0.004 | 0 | 0.00025 | 0 | 0.001
4062 | 0.27565 | 0.45524 | 0.34304 | 0.27699 | 0.21229 | 0.11666 | 0.14911 | 0.13345 | 0.11676 | 0.051142 | 0.16581 | 0.016 | 0.052 | 0.014 | 0.0185 | 0.011 | 0.033
4063 | 0.25169 | 0.4245 | 0.21759 | 0.21662 | 0.18058 | 0.094953 | 0.18949 | 0.10335 | 0.09598 | 0.040719 | 0.1449 | 0.072 | 0.14 | 0.09 | 0.0835 | 0.062 | 0.11
4064 | 0.22872 | 0.39439 | 0.1811 | 0.19148 | 0.16462 | 0.10841 | 0.22012 | 0.11534 | 0.10623 | 0.059182 | 0.14197 | 0.166 | 0.256 | 0.215 | 0.18025 | 0.119 | 0.221
4065 | 0.20204 | 0.36622 | 0.15665 | 0.17034 | 0.15233 | 0.12616 | 0.23955 | 0.12386 | 0.12213 | 0.10372 | 0.13477 | 0.291 | 0.371 | 0.356 | 0.29375 | 0.165 | 0.363
4066 | 0.18594 | 0.34613 | 0.13081 | 0.15811 | 0.15758 | 0.14727 | 0.26515 | 0.1356 | 0.1507 | 0.17885 | 0.14109 | 0.395 | 0.471 | 0.481 | 0.40625 | 0.256 | 0.493
4067 | 0.18352 | 0.34965 | 0.12416 | 0.16412 | 0.18468 | 0.17236 | 0.28457 | 0.14877 | 0.18146 | 0.23697 | 0.16773 | 0.489 | 0.547 | 0.578 | 0.52825 | 0.45 | 0.596
4068 | 0.19498 | 0.37271 | 0.12913 | 0.1865 | 0.23539 | 0.20692 | 0.29279 | 0.16739 | 0.21519 | 0.27703 | 0.20944 | 0.574 | 0.577 | 0.644 | 0.57725 | 0.449 | 0.642
4069 | 0.2149 | 0.40156 | 0.1368 | 0.21586 | 0.29586 | 0.25643 | 0.29659 | 0.1954 | 0.25423 | 0.3058 | 0.25929 | 0.63 | 0.558 | 0.674 | 0.62525 | 0.547 | 0.65
4070 | 0.21566 | 0.42329 | 0.15201 | 0.23776 | 0.34562 | 0.31043 | 0.30013 | 0.22664 | 0.29516 | 0.34231 | 0.30127 | 0.63 | 0.516 | 0.666 | 0.62775 | 0.587 | 0.628
4071 | 0.20067 | 0.42898 | 0.17206 | 0.24729 | 0.36913 | 0.34761 | 0.29884 | 0.25543 | 0.33124 | 0.40011 | 0.32181 | 0.57 | 0.457 | 0.622 | 0.58975 | 0.6 | 0.567
4072 | 0.18301 | 0.41567 | 0.19567 | 0.25033 | 0.37232 | 0.35731 | 0.28627 | 0.27746 | 0.34952 | 0.4439 | 0.3194 | 0.441 | 0.375 | 0.54 | 0.49075 | 0.505 | 0.477
4073 | 0.15102 | 0.39809 | 0.21199 | 0.23898 | 0.35394 | 0.33206 | 0.26808 | 0.28517 | 0.34148 | 0.44831 | 0.30038 | 0.295 | 0.28 | 0.424 | 0.3625 | 0.368 | 0.363
4074 | 0.11619 | 0.38627 | 0.23485 | 0.22927 | 0.33679 | 0.29183 | 0.24087 | 0.28089 | 0.31656 | 0.41669 | 0.27683 | 0.194 | 0.173 | 0.29 | 0.233 | 0.206 | 0.242
4075 | 0.082432 | 0.3743 | 0.27135 | 0.2236 | 0.31704 | 0.23722 | 0.19314 | 0.26235 | 0.27242 | 0.34012 | 0.25001 | 0.111 | 0.08 | 0.16 | 0.12025 | 0.086 | 0.124
4076 | 0.05204 | 0.36666 | 0.32109 | 0.21898 | 0.2838 | 0.15187 | 0.13251 | 0.23 | 0.20347 | 0.22938 | 0.20261 | 0.045 | 0.021 | 0.056 | 0.04325 | 0.031 | 0.041
4077 | 0.029052 | 0.36283 | 0.423 | 0.23764 | 0.26087 | 0.10311 | 0.12997 | 0.23397 | 0.17092 | 0.18192 | 0.16467 | 0.003 | 0 | 0.005 | 0.00275 | 0.001 | 0.002
4078 | 0.016238 | 0.35593 | 0.5308 | 0.26522 | 0.24863 | 0.081503 | 0.14031 | 0.2451 | 0.15678 | 0.14669 | 0.15384 | 0 | 0 | 0 | 0 | 0 | 0
4079 | 0.019125 | 0.34542 | 0.57748 | 0.2806 | 0.24518 | 0.06119 | 0.13865 | 0.22822 | 0.14085 | 0.12742 | 0.14659 | 0 | 0 | 0 | 0 | 0 | 0
4080 | 0.038374 | 0.33081 | 0.54937 | 0.27656 | 0.24194 | 0.052197 | 0.13703 | 0.19995 | 0.12791 | 0.11792 | 0.14158 | 0 | 0 | 0 | 0 | 0 | 0
4081 | 0.067841 | 0.31524 | 0.48148 | 0.25746 | 0.22306 | 0.051502 | 0.132 | 0.17005 | 0.11871 | 0.1173 | 0.136 | 0 | 0 | 0 | 0 | 0 | 0
4082 | 0.1067 | 0.30895 | 0.39546 | 0.23497 | 0.20275 | 0.055377 | 0.12919 | 0.14444 | 0.11343 | 0.12085 | 0.13306 | 0 | 0 | 0 | 0 | 0 | 0
4083 | 0.12485 | 0.30945 | 0.28925 | 0.20167 | 0.1909 | 0.061206 | 0.12583 | 0.12871 | 0.11224 | 0.1266 | 0.13246 | 0 | 0 | 0 | 0 | 0 | 0
4084 | 0.12067 | 0.30917 | 0.20867 | 0.17214 | 0.18708 | 0.06983 | 0.12807 | 0.12269 | 0.11339 | 0.12572 | 0.13531 | 0 | 0 | 0 | 0 | 0 | 0
4085 | 0.10137 | 0.29427 | 0.15853 | 0.14318 | 0.16963 | 0.077378 | 0.12022 | 0.12408 | 0.111 | 0.11277 | 0.12978 | 0 | 0.004 | 0 | 0.00025 | 0 | 0.001
4086 | 0.075394 | 0.25622 | 0.12913 | 0.11208 | 0.13173 | 0.067344 | 0.095376 | 0.11697 | 0.089955 | 0.071201 | 0.1043 | 0.019 | 0.041 | 0.015 | 0.023 | 0.018 | 0.04
4087 | 0.045779 | 0.20746 | 0.076458 | 0.070306 | 0.08868 | 0.044835 | 0.1121 | 0.088451 | 0.067762 | 0.062663 | 0.075098 | 0.084 | 0.11 | 0.09 | 0.09525 | 0.074 | 0.133
4088 | 0.022002 | 0.17622 | 0.041533 | 0.040799 | 0.058861 | 0.038254 | 0.12086 | 0.092491 | 0.065358 | 0.072625 | 0.058061 | 0.207 | 0.21 | 0.211 | 0.212 | 0.166 | 0.264
4089 | 0.009324 | 0.1592 | 0.025365 | 0.026832 | 0.045807 | 0.032802 | 0.11855 | 0.10203 | 0.062464 | 0.062568 | 0.052454 | 0.352 | 0.343 | 0.344 | 0.35025 | 0.279 | 0.426
4090 | 0.004537 | 0.14528 | 0.024643 | 0.025091 | 0.046093 | 0.038601 | 0.12115 | 0.11204 | 0.067788 | 0.063712 | 0.056795 | 0.479 | 0.446 | 0.463 | 0.464 | 0.367 | 0.547
4091 | 0.003918 | 0.134 | 0.025003 | 0.027138 | 0.052494 | 0.044142 | 0.12637 | 0.11861 | 0.076539 | 0.079852 | 0.063554 | 0.573 | 0.523 | 0.558 | 0.56025 | 0.479 | 0.631
4092 | 0.006031 | 0.12688 | 0.021862 | 0.028057 | 0.056279 | 0.047187 | 0.13391 | 0.12309 | 0.083124 | 0.097094 | 0.065126 | 0.642 | 0.549 | 0.619 | 0.633 | 0.601 | 0.67
4093 | 0.008382 | 0.12251 | 0.018626 | 0.028802 | 0.059399 | 0.049608 | 0.14177 | 0.12799 | 0.08754 | 0.10591 | 0.066654 | 0.646 | 0.541 | 0.634 | 0.6415 | 0.667 | 0.619
4094 | 0.008914 | 0.11702 | 0.014552 | 0.029898 | 0.066229 | 0.053346 | 0.14633 | 0.13319 | 0.091341 | 0.10752 | 0.071299 | 0.582 | 0.503 | 0.618 | 0.61075 | 0.68 | 0.563
4095 | 0.0099 | 0.11784 | 0.017407 | 0.031763 | 0.067981 | 0.0566 | 0.14463 | 0.13681 | 0.094088 | 0.10759 | 0.075355 | 0.512 | 0.447 | 0.568 | 0.5515 | 0.633 | 0.493
4096 | 0.010672 | 0.11406 | 0.041999 | 0.039294 | 0.065212 | 0.056011 | 0.13689 | 0.13734 | 0.093114 | 0.10586 | 0.073237 | 0.398 | 0.375 | 0.484 | 0.43775 | 0.512 | 0.357
4097 | 0.014917 | 0.10171 | 0.070303 | 0.047383 | 0.056928 | 0.052158 | 0.12576 | 0.13963 | 0.089996 | 0.10265 | 0.065545 | 0.27 | 0.277 | 0.368 | 0.31175 | 0.367 | 0.242
4098 | 0.02436 | 0.082702 | 0.094446 | 0.053002 | 0.040201 | 0.045568 | 0.11039 | 0.13933 | 0.082333 | 0.094005 | 0.05043 | 0.15 | 0.177 | 0.242 | 0.19225 | 0.229 | 0.148
4099 | 0.0448 | 0.064268 | 0.22556 | 0.098175 | 0.02417 | 0.034592 | 0.08521 | 0.12722 | 0.06754 | 0.076193 | 0.032158 | 0.065 | 0.084 | 0.13 | 0.088 | 0.087 | 0.07
4100 | 0.071254 | 0.053154 | 0.3375 | 0.14043 | 0.012545 | 0.024431 | 0.070738 | 0.10712 | 0.048279 | 0.04307 | 0.018492 | 0.018 | 0.022 | 0.044 | 0.02775 | 0.026 | 0.023
4101 | 0.086688 | 0.049184 | 0.3375 | 0.14365 | 0.006748 | 0.017639 | 0.080366 | 0.1001 | 0.037919 | 0.023476 | 0.010464 | 0 | 0 | 0.003 | 0.001 | 0 | 0.001
4102 | 0.088812 | 0.050724 | 0.35 | 0.14807 | 0.005408 | 0.013568 | 0.089349 | 0.1023 | 0.032912 | 0.010661 | 0.00512 | 0 | 0 | 0 | 0 | 0 | 0
4103 | 0.093934 | 0.05034 | 0.3897 | 0.16522 | 0.012016 | 0.014332 | 0.084305 | 0.10825 | 0.033267 | 0.006404 | 0.004078 | 0 | 0 | 0 | 0 | 0 | 0
4104 | 0.11972 | 0.046177 | 0.45368 | 0.20058 | 0.028331 | 0.028902 | 0.077268 | 0.1181 | 0.04259 | 0.014935 | 0.008425 | 0 | 0 | 0 | 0 | 0 | 0
4105 | 0.14777 | 0.043245 | 0.43613 | 0.2146 | 0.059915 | 0.064472 | 0.073225 | 0.13273 | 0.06508 | 0.040919 | 0.022202 | 0 | 0 | 0 | 0 | 0 | 0
4106 | 0.15243 | 0.037712 | 0.3854 | 0.21529 | 0.10804 | 0.11442 | 0.070651 | 0.14031 | 0.096227 | 0.081494 | 0.048686 | 0 | 0 | 0 | 0 | 0 | 0
4107 | 0.1472 | 0.038155 | 0.30766 | 0.20523 | 0.16083 | 0.16526 | 0.065646 | 0.14545 | 0.12908 | 0.12047 | 0.085125 | 0 | 0 | 0 | 0 | 0 | 0
4108 | 0.14538 | 0.04205 | 0.20647 | 0.18349 | 0.19863 | 0.20333 | 0.06006 | 0.14982 | 0.15724 | 0.15799 | 0.11781 | 0 | 0 | 0 | 0 | 0 | 0
4109 | 0.14856 | 0.045732 | 0.1368 | 0.16213 | 0.20103 | 0.20373 | 0.049669 | 0.15137 | 0.16285 | 0.17055 | 0.12577 | 0 | 0.003 | 0 | 0 | 0 | 0
4110 | 0.15837 | 0.04926 | 0.1177 | 0.15098 | 0.17687 | 0.16614 | 0.036196 | 0.14369 | 0.1422 | 0.14603 | 0.11294 | 0.02 | 0.042 | 0.011 | 0.018 | 0.018 | 0.023
4111 | 0.17839 | 0.053096 | 0.092345 | 0.13875 | 0.14551 | 0.12419 | 0.034359 | 0.10758 | 0.1142 | 0.13266 | 0.092376 | 0.092 | 0.116 | 0.08 | 0.07925 | 0.069 | 0.076
4112 | 0.2194 | 0.061667 | 0.096574 | 0.14735 | 0.12609 | 0.14606 | 0.040107 | 0.12082 | 0.12639 | 0.14878 | 0.089886 | 0.19 | 0.218 | 0.193 | 0.17025 | 0.148 | 0.15
4113 | 0.26147 | 0.079926 | 0.098728 | 0.16117 | 0.12332 | 0.1828 | 0.044415 | 0.14467 | 0.14382 | 0.14402 | 0.10377 | 0.272 | 0.326 | 0.312 | 0.26225 | 0.243 | 0.222
4114 | 0.3073 | 0.10923 | 0.10386 | 0.18128 | 0.13268 | 0.23428 | 0.045464 | 0.16338 | 0.1656 | 0.14073 | 0.12401 | 0.355 | 0.4 | 0.423 | 0.35225 | 0.354 | 0.277
4115 | 0.31742 | 0.13677 | 0.13251 | 0.20332 | 0.16003 | 0.29124 | 0.045193 | 0.17966 | 0.19251 | 0.15519 | 0.14394 | 0.403 | 0.453 | 0.504 | 0.42575 | 0.487 | 0.309
4116 | 0.32145 | 0.15347 | 0.17907 | 0.23624 | 0.20819 | 0.3299 | 0.045247 | 0.19598 | 0.22388 | 0.21013 | 0.15951 | 0.361 | 0.485 | 0.548 | 0.42825 | 0.486 | 0.318
4117 | 0.32166 | 0.16134 | 0.20103 | 0.26355 | 0.26797 | 0.35723 | 0.046558 | 0.21235 | 0.2587 | 0.2815 | 0.18371 | 0.38 | 0.502 | 0.559 | 0.4155 | 0.398 | 0.325
4118 | 0.29869 | 0.15479 | 0.21199 | 0.28044 | 0.33065 | 0.38788 | 0.05004 | 0.22578 | 0.29427 | 0.34256 | 0.22087 | 0.458 | 0.482 | 0.543 | 0.402 | 0.266 | 0.341
4119 | 0.25057 | 0.13803 | 0.21199 | 0.27572 | 0.36461 | 0.40923 | 0.055773 | 0.23592 | 0.32504 | 0.39582 | 0.25919 | 0.489 | 0.428 | 0.502 | 0.40125 | 0.263 | 0.351
4120 | 0.21067 | 0.12199 | 0.21534 | 0.25904 | 0.3511 | 0.40078 | 0.061959 | 0.2429 | 0.33755 | 0.43603 | 0.2705 | 0.475 | 0.335 | 0.429 | 0.3685 | 0.239 | 0.331
4121 | 0.16985 | 0.12565 | 0.21646 | 0.23555 | 0.32035 | 0.38571 | 0.065119 | 0.24308 | 0.33478 | 0.43813 | 0.27221 | 0.41 | 0.235 | 0.334 | 0.32125 | 0.245 | 0.296
4122 | 0.13629 | 0.16293 | 0.22098 | 0.20771 | 0.26585 | 0.3613 | 0.064075 | 0.23903 | 0.32415 | 0.42777 | 0.26849 | 0.3 | 0.137 | 0.233 | 0.24475 | 0.22 | 0.226
4123 | 0.13325 | 0.20949 | 0.2372 | 0.18802 | 0.1936 | 0.30036 | 0.062317 | 0.22417 | 0.28763 | 0.3878 | 0.23818 | 0.177 | 0.067 | 0.133 | 0.144 | 0.139 | 0.127
4124 | 0.17626 | 0.22096 | 0.27514 | 0.1889 | 0.1153 | 0.22706 | 0.074843 | 0.20255 | 0.23271 | 0.33168 | 0.16957 | 0.055 | 0.019 | 0.047 | 0.04825 | 0.049 | 0.042
4125 | 0.23917 | 0.24468 | 0.34027 | 0.21947 | 0.07897 | 0.21418 | 0.099573 | 0.21173 | 0.2141 | 0.30623 | 0.12426 | 0.004 | 0 | 0.003 | 0.0025 | 0.001 | 0.002
4126 | 0.23595 | 0.30724 | 0.38683 | 0.23257 | 0.074927 | 0.23257 | 0.11975 | 0.22352 | 0.21234 | 0.27614 | 0.11714 | 0 | 0 | 0 | 0 | 0 | 0
4127 | 0.20456 | 0.33925 | 0.3897 | 0.22445 | 0.079089 | 0.21865 | 0.13567 | 0.2169 | 0.20256 | 0.25182 | 0.12289 | 0 | 0 | 0 | 0 | 0 | 0
4128 | 0.19653 | 0.31872 | 0.35139 | 0.21081 | 0.084526 | 0.20029 | 0.14732 | 0.19599 | 0.18476 | 0.21244 | 0.1303 | 0 | 0 | 0 | 0 | 0 | 0
4129 | 0.23016 | 0.28756 | 0.27896 | 0.20009 | 0.09116 | 0.19412 | 0.15389 | 0.16887 | 0.1635 | 0.15248 | 0.13855 | 0 | 0 | 0 | 0 | 0 | 0
4130 | 0.28815 | 0.27235 | 0.17907 | 0.18797 | 0.096674 | 0.2168 | 0.15076 | 0.14345 | 0.1616 | 0.12974 | 0.15639 | 0 | 0 | 0 | 0 | 0 | 0
4131 | 0.33071 | 0.26474 | 0.08354 | 0.17157 | 0.10047 | 0.23644 | 0.14183 | 0.12633 | 0.16774 | 0.14319 | 0.16501 | 0 | 0 | 0 | 0 | 0 | 0
4132 | 0.32461 | 0.25152 | 0.027596 | 0.15316 | 0.10727 | 0.24692 | 0.13348 | 0.12225 | 0.1675 | 0.13228 | 0.16856 | 0 | 0 | 0 | 0 | 0 | 0
4133 | 0.30371 | 0.2265 | 0.007218 | 0.14182 | 0.11454 | 0.23115 | 0.1178 | 0.11035 | 0.15796 | 0.13175 | 0.15858 | 0 | 0.004 | 0 | 0 | 0 | 0
4134 | 0.28197 | 0.19049 | 0.010329 | 0.13443 | 0.111 | 0.21857 | 0.088223 | 0.10047 | 0.14426 | 0.12195 | 0.13603 | 0.01 | 0.038 | 0.011 | 0.0135 | 0.006 | 0.027
4135 | 0.2562 | 0.15371 | 0.009883 | 0.12168 | 0.098973 | 0.23155 | 0.077972 | 0.092301 | 0.14218 | 0.12989 | 0.11498 | 0.039 | 0.09 | 0.072 | 0.058 | 0.029 | 0.092
4136 | 0.25706 | 0.12067 | 0.01173 | 0.12587 | 0.1088 | 0.25853 | 0.081733 | 0.099156 | 0.17056 | 0.20418 | 0.12038 | 0.058 | 0.159 | 0.179 | 0.11975 | 0.064 | 0.178
4137 | 0.27304 | 0.098558 | 0.018937 | 0.14535 | 0.14408 | 0.30721 | 0.097567 | 0.12786 | 0.22361 | 0.31616 | 0.14321 | 0.082 | 0.234 | 0.294 | 0.18275 | 0.101 | 0.254
4138 | 0.29514 | 0.084812 | 0.077721 | 0.18558 | 0.18389 | 0.36152 | 0.12678 | 0.16669 | 0.27787 | 0.40802 | 0.17523 | 0.118 | 0.297 | 0.394 | 0.2355 | 0.127 | 0.303
4139 | 0.30047 | 0.078283 | 0.18417 | 0.23213 | 0.21175 | 0.39431 | 0.15731 | 0.20822 | 0.32497 | 0.50032 | 0.19703 | 0.153 | 0.32 | 0.468 | 0.27025 | 0.144 | 0.316
4140 | 0.28234 | 0.073202 | 0.33063 | 0.28172 | 0.23219 | 0.4165 | 0.18002 | 0.25179 | 0.36595 | 0.58809 | 0.20743 | 0.173 | 0.307 | 0.511 | 0.30275 | 0.165 | 0.362
4141 | 0.25626 | 0.065034 | 0.46832 | 0.32002 | 0.23548 | 0.42174 | 0.19696 | 0.29079 | 0.39315 | 0.6542 | 0.20587 | 0.182 | 0.271 | 0.527 | 0.3135 | 0.179 | 0.366
4142 | 0.23385 | 0.052168 | 0.54937 | 0.3365 | 0.22627 | 0.39692 | 0.20521 | 0.32823 | 0.39247 | 0.65085 | 0.19388 | 0.204 | 0.231 | 0.512 | 0.31525 | 0.179 | 0.366
4143 | 0.19379 | 0.03746 | 0.61558 | 0.33984 | 0.21014 | 0.3603 | 0.2014 | 0.36348 | 0.37682 | 0.60806 | 0.17546 | 0.229 | 0.194 | 0.471 | 0.30025 | 0.157 | 0.344
4144 | 0.16196 | 0.02469 | 0.66931 | 0.33714 | 0.18017 | 0.30835 | 0.18224 | 0.38218 | 0.34408 | 0.53917 | 0.14663 | 0.222 | 0.152 | 0.405 | 0.25675 | 0.126 | 0.274
4145 | 0.15406 | 0.01614 | 0.68261 | 0.32995 | 0.15318 | 0.25929 | 0.14713 | 0.38597 | 0.30758 | 0.46312 | 0.12193 | 0.172 | 0.11 | 0.317 | 0.196 | 0.089 | 0.206
4146 | 0.16967 | 0.010857 | 0.64684 | 0.31714 | 0.13491 | 0.19942 | 0.10888 | 0.37138 | 0.2712 | 0.40611 | 0.10789 | 0.096 | 0.071 | 0.219 | 0.12925 | 0.048 | 0.154
4147 | 0.18625 | 0.008777 | 0.59128 | 0.3018 | 0.12786 | 0.17391 | 0.090374 | 0.33586 | 0.25172 | 0.39534 | 0.10175 | 0.068 | 0.04 | 0.124 | 0.07825 | 0.024 | 0.097
4148 | 0.20966 | 0.010212 | 0.50915 | 0.28438 | 0.13434 | 0.16996 | 0.08941 | 0.29286 | 0.23368 | 0.37213 | 0.099775 | 0.04 | 0.011 | 0.045 | 0.03375 | 0.011 | 0.039
4149 | 0.22835 | 0.014607 | 0.4917 | 0.29088 | 0.15258 | 0.18427 | 0.095397 | 0.27622 | 0.23225 | 0.3601 | 0.1084 | 0.004 | 0 | 0.003 | 0.0025 | 0 | 0.003
4150 | 0.28482 | 0.021197 | 0.47856 | 0.31304 | 0.17573 | 0.18923 | 0.099604 | 0.26683 | 0.23303 | 0.35224 | 0.12384 | 0 | 0 | 0 | 0 | 0 | 0
4151 | 0.36013 | 0.03122 | 0.44051 | 0.32999 | 0.18932 | 0.20077 | 0.10701 | 0.26434 | 0.2404 | 0.36146 | 0.13503 | 0 | 0 | 0 | 0 | 0 | 0
4152 | 0.42319 | 0.048435 | 0.39114 | 0.33722 | 0.19733 | 0.22517 | 0.11226 | 0.26422 | 0.23837 | 0.3214 | 0.14268 | 0 | 0 | 0 | 0 | 0 | 0
4153 | 0.47115 | 0.070109 | 0.3279 | 0.33508 | 0.20619 | 0.24206 | 0.11063 | 0.25994 | 0.23291 | 0.27977 | 0.14988 | 0 | 0 | 0 | 0 | 0 | 0
4154 | 0.50001 | 0.087392 | 0.28925 | 0.33763 | 0.22362 | 0.24862 | 0.11028 | 0.24894 | 0.22747 | 0.25795 | 0.15439 | 0 | 0 | 0 | 0 | 0 | 0
4155 | 0.48304 | 0.097909 | 0.30235 | 0.3439 | 0.24632 | 0.24693 | 0.11095 | 0.23672 | 0.22087 | 0.23809 | 0.16176 | 0 | 0 | 0 | 0 | 0 | 0
4156 | 0.43771 | 0.098837 | 0.29446 | 0.33248 | 0.26527 | 0.26599 | 0.11189 | 0.22002 | 0.21958 | 0.21768 | 0.17463 | 0 | 0 | 0 | 0 | 0 | 0
4157 | 0.39366 | 0.098106 | 0.28925 | 0.32107 | 0.28031 | 0.26764 | 0.11287 | 0.20527 | 0.22411 | 0.24329 | 0.18024 | 0 | 0.003 | 0 | 0 | 0 | 0
4158 | 0.35726 | 0.1033 | 0.27009 | 0.30634 | 0.29168 | 0.22139 | 0.10332 | 0.17576 | 0.20793 | 0.26245 | 0.17211 | 0.019 | 0.034 | 0.012 | 0.018 | 0.013 | 0.028
4159 | 0.31916 | 0.11731 | 0.14926 | 0.25357 | 0.2923 | 0.18252 | 0.12279 | 0.13599 | 0.18937 | 0.28064 | 0.15833 | 0.085 | 0.098 | 0.082 | 0.08175 | 0.065 | 0.095
4160 | 0.29718 | 0.1342 | 0.13767 | 0.25572 | 0.3323 | 0.2191 | 0.16502 | 0.15581 | 0.22517 | 0.33787 | 0.18791 | 0.187 | 0.202 | 0.21 | 0.18975 | 0.155 | 0.207
4161 | 0.2945 | 0.14429 | 0.16138 | 0.28704 | 0.40525 | 0.2271 | 0.19761 | 0.16488 | 0.24537 | 0.36149 | 0.22803 | 0.331 | 0.312 | 0.351 | 0.31725 | 0.279 | 0.308
4162 | 0.31559 | 0.15444 | 0.13251 | 0.31378 | 0.49325 | 0.23405 | 0.21673 | 0.16934 | 0.26159 | 0.35858 | 0.28437 | 0.484 | 0.405 | 0.484 | 0.4405 | 0.432 | 0.362
4163 | 0.33515 | 0.17332 | 0.10238 | 0.33669 | 0.57253 | 0.25711 | 0.22607 | 0.1697 | 0.27978 | 0.34408 | 0.34824 | 0.581 | 0.458 | 0.585 | 0.52375 | 0.577 | 0.352
4164 | 0.33235 | 0.19809 | 0.075206 | 0.34061 | 0.61426 | 0.29251 | 0.22697 | 0.16523 | 0.29937 | 0.34184 | 0.39793 | 0.629 | 0.476 | 0.651 | 0.564 | 0.655 | 0.321
4165 | 0.31725 | 0.22165 | 0.053931 | 0.33601 | 0.63684 | 0.32326 | 0.22536 | 0.16134 | 0.31876 | 0.35719 | 0.43324 | 0.62 | 0.47 | 0.677 | 0.57875 | 0.67 | 0.348
4166 | 0.30426 | 0.24748 | 0.037018 | 0.32709 | 0.64 | 0.33654 | 0.22106 | 0.15379 | 0.33045 | 0.37788 | 0.45359 | 0.588 | 0.438 | 0.668 | 0.57325 | 0.656 | 0.381
4167 | 0.30511 | 0.28354 | 0.031932 | 0.3209 | 0.62566 | 0.33251 | 0.21326 | 0.14634 | 0.33187 | 0.3915 | 0.45712 | 0.538 | 0.394 | 0.62 | 0.52675 | 0.592 | 0.357
4168 | 0.29331 | 0.33301 | 0.039244 | 0.30848 | 0.59288 | 0.32033 | 0.20504 | 0.13871 | 0.32376 | 0.39349 | 0.44253 | 0.507 | 0.327 | 0.534 | 0.45825 | 0.494 | 0.298
4169 | 0.26641 | 0.38453 | 0.04979 | 0.28478 | 0.53815 | 0.30278 | 0.19807 | 0.13388 | 0.30363 | 0.36984 | 0.40801 | 0.397 | 0.246 | 0.416 | 0.35875 | 0.41 | 0.212
4170 | 0.22081 | 0.42317 | 0.053405 | 0.24827 | 0.47058 | 0.27819 | 0.18535 | 0.13158 | 0.27816 | 0.34335 | 0.35953 | 0.262 | 0.155 | 0.286 | 0.2435 | 0.302 | 0.124
4171 | 0.17091 | 0.46474 | 0.05184 | 0.20476 | 0.39154 | 0.23452 | 0.16073 | 0.12577 | 0.22959 | 0.25628 | 0.3018 | 0.129 | 0.082 | 0.155 | 0.1165 | 0.125 | 0.057
4172 | 0.12737 | 0.49581 | 0.056062 | 0.16731 | 0.31849 | 0.1752 | 0.15228 | 0.11197 | 0.18275 | 0.19492 | 0.24889 | 0.039 | 0.026 | 0.055 | 0.04025 | 0.048 | 0.019
4173 | 0.088715 | 0.50994 | 0.070906 | 0.14027 | 0.26119 | 0.13885 | 0.18973 | 0.12012 | 0.17006 | 0.2081 | 0.21316 | 0.003 | 0 | 0.005 | 0.0025 | 0.002 | 0
4174 | 0.057832 | 0.50469 | 0.1193 | 0.1274 | 0.20508 | 0.10899 | 0.21739 | 0.13031 | 0.15246 | 0.19103 | 0.17951 | 0 | 0 | 0 | 0 | 0 | 0
4175 | 0.034532 | 0.49933 | 0.20319 | 0.13793 | 0.17605 | 0.082615 | 0.22392 | 0.1296 | 0.13468 | 0.16794 | 0.15857 | 0 | 0 | 0 | 0 | 0 | 0
4176 | 0.011866 | 0.48766 | 0.29971 | 0.15898 | 0.16538 | 0.067623 | 0.2326 | 0.12262 | 0.12068 | 0.14144 | 0.15105 | 0 | 0 | 0 | 0 | 0 | 0
4177 | 0.004439 | 0.466 | 0.36828 | 0.17576 | 0.15455 | 0.053179 | 0.23035 | 0.11091 | 0.10587 | 0.11384 | 0.14554 | 0 | 0 | 0 | 0 | 0 | 0
4178 | 0.004183 | 0.45882 | 0.39979 | 0.1852 | 0.15164 | 0.042123 | 0.2336 | 0.099857 | 0.092223 | 0.088503 | 0.13841 | 0 | 0 | 0 | 0 | 0 | 0
4179 | 0.009588 | 0.46448 | 0.41573 | 0.19126 | 0.14846 | 0.034351 | 0.23331 | 0.09214 | 0.082089 | 0.067626 | 0.13424 | 0 | 0 | 0 | 0 | 0 | 0
4180 | 0.028317 | 0.48343 | 0.41718 | 0.19582 | 0.14197 | 0.028561 | 0.23128 | 0.086699 | 0.075865 | 0.056827 | 0.13137 | 0 | 0 | 0 | 0 | 0 | 0
4181 | 0.060544 | 0.49398 | 0.41573 | 0.19953 | 0.12231 | 0.024531 | 0.21721 | 0.084462 | 0.069984 | 0.048387 | 0.12256 | 0 | 0.004 | 0 | 0 | 0 | 0
4182 | 0.099202 | 0.49267 | 0.40124 | 0.19758 | 0.092308 | 0.021476 | 0.18936 | 0.084369 | 0.060474 | 0.029967 | 0.10608 | 0.021 | 0.042 | 0.019 | 0.01625 | 0.008 | 0.017
4183 | 0.1362 | 0.47283 | 0.24793 | 0.15035 | 0.066928 | 0.0193 | 0.23142 | 0.057067 | 0.047387 | 0.017899 | 0.095284 | 0.092 | 0.114 | 0.104 | 0.08125 | 0.063 | 0.066
4184 | 0.17601 | 0.4405 | 0.099452 | 0.11236 | 0.061607 | 0.019126 | 0.25365 | 0.041545 | 0.039797 | 0.009099 | 0.089419 | 0.194 | 0.224 | 0.239 | 0.18225 | 0.156 | 0.14
4185 | 0.2147 | 0.41236 | 0.063839 | 0.11718 | 0.073013 | 0.023381 | 0.24966 | 0.040892 | 0.038028 | 0.006967 | 0.080871 | 0.312 | 0.322 | 0.386 | 0.2995 | 0.291 | 0.209
4186 | 0.24777 | 0.39489 | 0.044844 | 0.13319 | 0.10695 | 0.030924 | 0.24525 | 0.037887 | 0.039999 | 0.01168 | 0.079504 | 0.451 | 0.418 | 0.517 | 0.43375 | 0.454 | 0.313
4187 | 0.27029 | 0.37693 | 0.03112 | 0.15485 | 0.16313 | 0.037261 | 0.23776 | 0.033613 | 0.044113 | 0.01658 | 0.088998 | 0.595 | 0.475 | 0.618 | 0.57575 | 0.611 | 0.479
4188 | 0.2783 | 0.35863 | 0.025003 | 0.18381 | 0.24814 | 0.041156 | 0.22898 | 0.028886 | 0.049098 | 0.017141 | 0.10921 | 0.668 | 0.508 | 0.682 | 0.65375 | 0.696 | 0.569
4189 | 0.26711 | 0.34237 | 0.018626 | 0.20779 | 0.33762 | 0.044921 | 0.22119 | 0.025304 | 0.056914 | 0.016084 | 0.14135 | 0.707 | 0.521 | 0.708 | 0.69275 | 0.742 | 0.614
4190 | 0.25077 | 0.32753 | 0.014014 | 0.22453 | 0.40879 | 0.047852 | 0.20922 | 0.023278 | 0.066666 | 0.014516 | 0.18102 | 0.704 | 0.506 | 0.697 | 0.6825 | 0.751 | 0.578
4191 | 0.22563 | 0.30515 | 0.014825 | 0.23076 | 0.45182 | 0.048669 | 0.19775 | 0.02238 | 0.07471 | 0.014264 | 0.21353 | 0.667 | 0.483 | 0.65 | 0.63725 | 0.723 | 0.509
4192 | 0.20764 | 0.26647 | 0.021862 | 0.22782 | 0.45395 | 0.04759 | 0.17913 | 0.022276 | 0.079022 | 0.014723 | 0.2315 | 0.587 | 0.407 | 0.565 | 0.557 | 0.657 | 0.419
4193 | 0.19325 | 0.22361 | 0.03112 | 0.21479 | 0.41999 | 0.047443 | 0.15469 | 0.021886 | 0.079361 | 0.015417 | 0.2327 | 0.467 | 0.31 | 0.447 | 0.4415 | 0.553 | 0.299
4194 | 0.17703 | 0.18167 | 0.04341 | 0.19357 | 0.36027 | 0.046632 | 0.12603 | 0.020537 | 0.075372 | 0.016115 | 0.21821 | 0.306 | 0.201 | 0.305 | 0.3065 | 0.413 | 0.202
4195 | 0.15296 | 0.15995 | 0.062698 | 0.16373 | 0.27553 | 0.040178 | 0.088821 | 0.019995 | 0.064535 | 0.016568 | 0.1814 | 0.146 | 0.1 | 0.164 | 0.1665 | 0.246 | 0.11
4196 | 0.12773 | 0.1504 | 0.1061 | 0.1369 | 0.17687 | 0.029365 | 0.075042 | 0.024531 | 0.049635 | 0.016486 | 0.12816 | 0.047 | 0.029 | 0.055 | 0.056 | 0.082 | 0.04
4197 | 0.11967 | 0.13471 | 0.19355 | 0.14703 | 0.12786 | 0.01779 | 0.092396 | 0.038799 | 0.040237 | 0.012451 | 0.091908 | 0.003 | 0 | 0.004 | 0.00275 | 0.002 | 0.002
4198 | 0.11601 | 0.13152 | 0.26883 | 0.16665 | 0.11511 | 0.010161 | 0.11177 | 0.051401 | 0.03534 | 0.006511 | 0.073289 | 0 | 0 | 0 | 0 | 0 | 0
4199 | 0.1248 | 0.14028 | 0.33888 | 0.19333 | 0.11631 | 0.009532 | 0.1296 | 0.056162 | 0.032364 | 0.001104 | 0.062656 | 0 | 0 | 0 | 0 | 0 | 0
4200 | 0.12338 | 0.14351 | 0.33888 | 0.20135 | 0.1418 | 0.013609 | 0.14373 | 0.053544 | 0.032307 | 1e-05 | 0.062063 | 0 | 0 | 0 | 0 | 0 | 0
4201 | 0.097717 | 0.12903 | 0.21534 | 0.15766 | 0.15992 | 0.01923 | 0.15112 | 0.047079 | 0.031431 | 0 | 0.059415 | 0 | 0 | 0 | 0 | 0 | 0
4202 | 0.09901 | 0.10506 | 0.15853 | 0.14077 | 0.16477 | 0.037186 | 0.14991 | 0.048332 | 0.035394 | 8.2e-05 | 0.055975 | 0 | 0 | 0 | 0 | 0 | 0
4203 | 0.1221 | 0.083503 | 0.14653 | 0.1516 | 0.18618 | 0.069312 | 0.1438 | 0.05965 | 0.049316 | 0.006525 | 0.061776 | 0 | 0 | 0 | 0 | 0 | 0
4204 | 0.11755 | 0.067064 | 0.09027 | 0.14089 | 0.21486 | 0.094818 | 0.13508 | 0.059822 | 0.061672 | 0.017685 | 0.074364 | 0 | 0 | 0 | 0 | 0 | 0
4205 | 0.10524 | 0.048688 | 0.04878 | 0.12502 | 0.22103 | 0.10711 | 0.10909 | 0.047959 | 0.063816 | 0.016451 | 0.083741 | 0 | 0.005 | 0 | 0 | 0 | 0
4206 | 0.097743 | 0.040936 | 0.021193 | 0.10908 | 0.20831 | 0.10778 | 0.057807 | 0.04216 | 0.063749 | 0.016993 | 0.08806 | 0.02 | 0.047 | 0.013 | 0.019 | 0.014 | 0.029
4207 | 0.093402 | 0.038759 | 0.010329 | 0.088767 | 0.16257 | 0.062432 | 0.033384 | 0.028034 | 0.043527 | 0.015217 | 0.068426 | 0.079 | 0.124 | 0.085 | 0.09025 | 0.073 | 0.124
4208 | 0.079362 | 0.036869 | 0.004128 | 0.071099 | 0.12981 | 0.036538 | 0.030827 | 0.010155 | 0.028439 | 0.009352 | 0.057712 | 0.193 | 0.232 | 0.206 | 0.201 | 0.163 | 0.242
4209 | 0.070837 | 0.035794 | 0.006474 | 0.067598 | 0.12548 | 0.03498 | 0.031156 | 0.008292 | 0.031468 | 0.021716 | 0.060883 | 0.309 | 0.342 | 0.34 | 0.32775 | 0.293 | 0.369
4210 | 0.070237 | 0.036571 | 0.018317 | 0.070566 | 0.12314 | 0.035857 | 0.036939 | 0.011287 | 0.034581 | 0.026378 | 0.064803 | 0.417 | 0.428 | 0.463 | 0.4525 | 0.432 | 0.498
4211 | 0.060525 | 0.036561 | 0.022885 | 0.06283 | 0.10508 | 0.041202 | 0.04093 | 0.012778 | 0.036394 | 0.0283 | 0.063296 | 0.519 | 0.488 | 0.557 | 0.55725 | 0.563 | 0.59
4212 | 0.057655 | 0.032562 | 0.027217 | 0.055251 | 0.080881 | 0.04438 | 0.04092 | 0.014112 | 0.036184 | 0.032104 | 0.054139 | 0.589 | 0.538 | 0.618 | 0.62175 | 0.651 | 0.629
4213 | 0.059957 | 0.028705 | 0.036145 | 0.054443 | 0.067226 | 0.049564 | 0.039532 | 0.01664 | 0.0383 | 0.037223 | 0.049774 | 0.617 | 0.564 | 0.645 | 0.63125 | 0.702 | 0.561
4214 | 0.05527 | 0.026316 | 0.047781 | 0.056064 | 0.065142 | 0.057923 | 0.038127 | 0.019867 | 0.043918 | 0.048062 | 0.049819 | 0.599 | 0.541 | 0.635 | 0.6055 | 0.711 | 0.477
4215 | 0.048567 | 0.024417 | 0.057687 | 0.056349 | 0.062794 | 0.06312 | 0.03677 | 0.023628 | 0.050757 | 0.062827 | 0.053453 | 0.568 | 0.48 | 0.592 | 0.57175 | 0.628 | 0.499
4216 | 0.038866 | 0.022101 | 0.058234 | 0.050774 | 0.055222 | 0.064013 | 0.035442 | 0.026958 | 0.056024 | 0.075779 | 0.057347 | 0.529 | 0.398 | 0.516 | 0.497 | 0.477 | 0.466
4217 | 0.026026 | 0.02007 | 0.051324 | 0.039156 | 0.040118 | 0.061752 | 0.032488 | 0.028044 | 0.056483 | 0.085927 | 0.050208 | 0.432 | 0.3 | 0.408 | 0.4285 | 0.503 | 0.371
4218 | 0.012028 | 0.017391 | 0.042466 | 0.027269 | 0.027314 | 0.052818 | 0.026146 | 0.026545 | 0.051711 | 0.087272 | 0.040209 | 0.324 | 0.197 | 0.28 | 0.29475 | 0.331 | 0.244
4219 | 0.003029 | 0.01301 | 0.036145 | 0.020225 | 0.021501 | 0.040287 | 0.016434 | 0.024402 | 0.044868 | 0.079997 | 0.034788 | 0.189 | 0.096 | 0.152 | 0.1645 | 0.192 | 0.125
4220 | 0.00012 | 0.01044 | 0.027217 | 0.015942 | 0.020489 | 0.02959 | 0.011668 | 0.02377 | 0.039899 | 0.073165 | 0.033073 | 0.075 | 0.025 | 0.052 | 0.05775 | 0.067 | 0.037
4221 | 7.2e-05 | 0.008421 | 0.038794 | 0.020935 | 0.02394 | 0.021459 | 0.011514 | 0.030142 | 0.038871 | 0.068043 | 0.035838 | 0.006 | 0 | 0.004 | 0.00325 | 0.002 | 0.001
4222 | 0.003824 | 0.006831 | 0.057687 | 0.028288 | 0.023352 | 0.017223 | 0.009509 | 0.038572 | 0.033987 | 0.047205 | 0.03295 | 0 | 0 | 0 | 0 | 0 | 0
4223 | 0.012402 | 0.00864 | 0.063267 | 0.031712 | 0.019466 | 0.017221 | 0.007999 | 0.046364 | 0.027776 | 0.021425 | 0.026095 | 0 | 0 | 0 | 0 | 0 | 0
4224 | 0.022975 | 0.010821 | 0.04878 | 0.029203 | 0.015855 | 0.020927 | 0.012504 | 0.056119 | 0.025625 | 0.00593 | 0.019523 | 0 | 0 | 0 | 0 | 0 | 0
4225 | 0.036844 | 0.01109 | 0.029921 | 0.029316 | 0.021183 | 0.031097 | 0.022638 | 0.07004 | 0.029966 | 0.000722 | 0.018006 | 0 | 0 | 0 | 0 | 0 | 0
4226 | 0.052191 | 0.010769 | 0.037018 | 0.039986 | 0.030748 | 0.049302 | 0.033405 | 0.087355 | 0.040856 | 0.006587 | 0.02018 | 0 | 0 | 0 | 0 | 0 | 0
4227 | 0.060267 | 0.011878 | 0.079636 | 0.059136 | 0.037505 | 0.080681 | 0.043653 | 0.10618 | 0.059183 | 0.027803 | 0.022063 | 0 | 0 | 0 | 0 | 0 | 0
4228 | 0.06233 | 0.012827 | 0.11376 | 0.074092 | 0.046183 | 0.12622 | 0.051365 | 0.12144 | 0.085525 | 0.070382 | 0.024059 | 0 | 0 | 0 | 0 | 0 | 0
4229 | 0.060024 | 0.011546 | 0.14295 | 0.08606 | 0.055206 | 0.16906 | 0.050705 | 0.13147 | 0.1125 | 0.1228 | 0.026686 | 0 | 0.004 | 0 | 0 | 0 | 0
4230 | 0.052601 | 0.009401 | 0.20211 | 0.10494 | 0.060121 | 0.18206 | 0.036049 | 0.13707 | 0.12538 | 0.15514 | 0.027257 | 0.021 | 0.045 | 0.014 | 0.01775 | 0.011 | 0.025
4231 | 0.047534 | 0.008582 | 0.24194 | 0.11466 | 0.054501 | 0.12418 | 0.016238 | 0.11039 | 0.089869 | 0.10451 | 0.0204 | 0.09 | 0.126 | 0.085 | 0.07925 | 0.064 | 0.078
4232 | 0.045558 | 0.009026 | 0.17605 | 0.08764 | 0.041313 | 0.064123 | 0.010583 | 0.062714 | 0.050083 | 0.06373 | 0.009765 | 0.186 | 0.233 | 0.195 | 0.1805 | 0.172 | 0.169
4233 | 0.041779 | 0.010018 | 0.11612 | 0.065198 | 0.037696 | 0.057326 | 0.017895 | 0.048109 | 0.061106 | 0.12747 | 0.011521 | 0.303 | 0.337 | 0.314 | 0.29225 | 0.274 | 0.278
4234 | 0.036029 | 0.012478 | 0.18623 | 0.088049 | 0.041886 | 0.067657 | 0.024749 | 0.055989 | 0.077346 | 0.16977 | 0.015966 | 0.399 | 0.423 | 0.417 | 0.396 | 0.371 | 0.397
4235 | 0.033818 | 0.015956 | 0.21646 | 0.098109 | 0.044049 | 0.074874 | 0.030892 | 0.063859 | 0.082617 | 0.1727 | 0.019031 | 0.447 | 0.483 | 0.496 | 0.479 | 0.475 | 0.498
4236 | 0.04213 | 0.01925 | 0.23134 | 0.1053 | 0.042441 | 0.081661 | 0.038063 | 0.069385 | 0.087733 | 0.17855 | 0.021331 | 0.438 | 0.522 | 0.554 | 0.53725 | 0.599 | 0.558
4237 | 0.060815 | 0.021251 | 0.24313 | 0.11426 | 0.038829 | 0.087085 | 0.043737 | 0.072327 | 0.091444 | 0.18239 | 0.023976 | 0.364 | 0.517 | 0.58 | 0.51875 | 0.621 | 0.51
4238 | 0.09744 | 0.022868 | 0.25156 | 0.13107 | 0.044222 | 0.089173 | 0.04643 | 0.073679 | 0.092641 | 0.18068 | 0.02703 | 0.283 | 0.482 | 0.568 | 0.4285 | 0.463 | 0.4
4239 | 0.18318 | 0.022234 | 0.27387 | 0.17247 | 0.060366 | 0.093317 | 0.046693 | 0.076033 | 0.091571 | 0.16148 | 0.035454 | 0.23 | 0.422 | 0.522 | 0.3235 | 0.257 | 0.285
4240 | 0.28705 | 0.018689 | 0.33475 | 0.23729 | 0.090064 | 0.10105 | 0.041309 | 0.081215 | 0.088842 | 0.11994 | 0.053171 | 0.184 | 0.34 | 0.439 | 0.24725 | 0.172 | 0.194
4241 | 0.3563 | 0.015251 | 0.41573 | 0.29432 | 0.11094 | 0.095605 | 0.031945 | 0.092323 | 0.084376 | 0.080492 | 0.069085 | 0.144 | 0.244 | 0.334 | 0.1875 | 0.132 | 0.14
4242 | 0.38424 | 0.014453 | 0.4771 | 0.32196 | 0.10453 | 0.097927 | 0.021771 | 0.10114 | 0.084173 | 0.060465 | 0.077158 | 0.111 | 0.145 | 0.225 | 0.131 | 0.094 | 0.094
4243 | 0.36369 | 0.019184 | 0.5106 | 0.3214 | 0.089904 | 0.11302 | 0.014871 | 0.10675 | 0.086008 | 0.048838 | 0.075423 | 0.076 | 0.065 | 0.123 | 0.0785 | 0.054 | 0.061
4244 | 0.32928 | 0.03223 | 0.49607 | 0.30575 | 0.09189 | 0.13112 | 0.011504 | 0.11013 | 0.08739 | 0.033049 | 0.07526 | 0.038 | 0.015 | 0.042 | 0.03225 | 0.019 | 0.03
4245 | 0.32765 | 0.053305 | 0.48586 | 0.30605 | 0.10464 | 0.16958 | 0.01031 | 0.12785 | 0.096779 | 0.008069 | 0.08162 | 0.003 | 0 | 0.003 | 0.002 | 0 | 0.002
4246 | 0.30014 | 0.080693 | 0.5308 | 0.31962 | 0.12791 | 0.22279 | 0.015708 | 0.15663 | 0.12276 | 0.015085 | 0.096519 | 0 | 0 | 0 | 0 | 0 | 0
4247 | 0.31068 | 0.10979 | 0.49898 | 0.33217 | 0.18684 | 0.26921 | 0.029381 | 0.17645 | 0.16149 | 0.071764 | 0.12853 | 0 | 0 | 0 | 0 | 0 | 0
4248 | 0.33495 | 0.13565 | 0.45222 | 0.3473 | 0.25472 | 0.26369 | 0.050732 | 0.17496 | 0.18416 | 0.13813 | 0.15986 | 0 | 0 | 0 | 0 | 0 | 0
4249 | 0.3229 | 0.1502 | 0.36687 | 0.31996 | 0.27012 | 0.21272 | 0.077398 | 0.17713 | 0.18116 | 0.16222 | 0.17255 | 0 | 0 | 0 | 0 | 0 | 0
4250 | 0.31495 | 0.14783 | 0.28666 | 0.28804 | 0.26251 | 0.17566 | 0.10182 | 0.18401 | 0.18347 | 0.20632 | 0.1679 | 0 | 0 | 0 | 0 | 0 | 0
4251 | 0.29208 | 0.13059 | 0.24313 | 0.26622 | 0.26345 | 0.16299 | 0.12324 | 0.18712 | 0.18676 | 0.22375 | 0.17318 | 0 | 0 | 0 | 0 | 0 | 0
4252 | 0.2935 | 0.10835 | 0.22902 | 0.26119 | 0.26105 | 0.16265 | 0.13414 | 0.19401 | 0.18647 | 0.21012 | 0.17911 | 0 | 0 | 0 | 0 | 0 | 0
4253 | 0.28526 | 0.089167 | 0.25156 | 0.26457 | 0.2569 | 0.16678 | 0.1307 | 0.20144 | 0.16982 | 0.13599 | 0.17506 | 0 | 0.003 | 0 | 0 | 0 | 0
4254 | 0.26322 | 0.080272 | 0.27261 | 0.25922 | 0.24184 | 0.1464 | 0.10169 | 0.18657 | 0.13524 | 0.062146 | 0.14584 | 0.015 | 0.032 | 0.012 | 0.014 | 0.009 | 0.02
4255 | 0.19676 | 0.079216 | 0.22441 | 0.21828 | 0.23368 | 0.13056 | 0.077114 | 0.15733 | 0.11236 | 0.039759 | 0.12178 | 0.082 | 0.086 | 0.084 | 0.074 | 0.064 | 0.066
4256 | 0.16876 | 0.079732 | 0.15948 | 0.17371 | 0.19289 | 0.14878 | 0.075858 | 0.15743 | 0.12205 | 0.061108 | 0.12088 | 0.201 | 0.152 | 0.197 | 0.17175 | 0.161 | 0.128
4257 | 0.15745 | 0.087603 | 0.1201 | 0.15452 | 0.18602 | 0.16832 | 0.087631 | 0.15202 | 0.14472 | 0.12275 | 0.13578 | 0.34 | 0.214 | 0.327 | 0.2955 | 0.309 | 0.206
4258 | 0.16081 | 0.10967 | 0.070906 | 0.15391 | 0.23002 | 0.18515 | 0.11546 | 0.15227 | 0.17733 | 0.20694 | 0.16495 | 0.469 | 0.273 | 0.447 | 0.41925 | 0.459 | 0.302
4259 | 0.15368 | 0.14573 | 0.035282 | 0.1592 | 0.28865 | 0.21551 | 0.14618 | 0.15908 | 0.21119 | 0.26222 | 0.20794 | 0.572 | 0.328 | 0.544 | 0.53175 | 0.585 | 0.426
4260 | 0.14144 | 0.1948 | 0.015379 | 0.15927 | 0.32098 | 0.23342 | 0.16871 | 0.16679 | 0.24477 | 0.324 | 0.25485 | 0.612 | 0.377 | 0.606 | 0.60975 | 0.657 | 0.564
4261 | 0.12679 | 0.24274 | 0.000875 | 0.15154 | 0.32694 | 0.24384 | 0.1954 | 0.17416 | 0.27159 | 0.36899 | 0.29938 | 0.649 | 0.405 | 0.636 | 0.6595 | 0.694 | 0.659
4262 | 0.10916 | 0.29159 | 0.000154 | 0.14326 | 0.32047 | 0.24343 | 0.22106 | 0.17797 | 0.2862 | 0.39772 | 0.32569 | 0.649 | 0.401 | 0.624 | 0.661 | 0.708 | 0.663
4263 | 0.087387 | 0.33996 | 0.000812 | 0.13003 | 0.30188 | 0.23284 | 0.24163 | 0.17605 | 0.28325 | 0.39789 | 0.3262 | 0.638 | 0.365 | 0.584 | 0.63 | 0.678 | 0.62
4264 | 0.05637 | 0.35219 | 0.003115 | 0.10785 | 0.26406 | 0.20777 | 0.25191 | 0.16461 | 0.26512 | 0.38638 | 0.30172 | 0.587 | 0.306 | 0.518 | 0.564 | 0.619 | 0.532
4265 | 0.036746 | 0.34611 | 0.004128 | 0.082866 | 0.20772 | 0.17503 | 0.25098 | 0.15184 | 0.23475 | 0.35529 | 0.25684 | 0.491 | 0.238 | 0.42 | 0.453 | 0.492 | 0.409
4266 | 0.02941 | 0.3297 | 0.002233 | 0.061284 | 0.15221 | 0.1496 | 0.23632 | 0.14028 | 0.19997 | 0.30411 | 0.20591 | 0.359 | 0.161 | 0.292 | 0.32525 | 0.385 | 0.265
4267 | 0.025567 | 0.29707 | 0.000591 | 0.04193 | 0.099632 | 0.12661 | 0.21159 | 0.12743 | 0.16478 | 0.25328 | 0.15181 | 0.208 | 0.087 | 0.162 | 0.178 | 0.215 | 0.127
4268 | 0.03174 | 0.25986 | 0.002593 | 0.029387 | 0.053829 | 0.1027 | 0.19494 | 0.1178 | 0.13741 | 0.23347 | 0.095664 | 0.08 | 0.028 | 0.056 | 0.05875 | 0.065 | 0.034
4269 | 0.054186 | 0.23449 | 0.019888 | 0.034901 | 0.030628 | 0.094957 | 0.19475 | 0.13112 | 0.13929 | 0.2676 | 0.063495 | 0.007 | 0.001 | 0.004 | 0.00325 | 0.001 | 0.001
4270 | 0.09229 | 0.21711 | 0.052359 | 0.054444 | 0.018682 | 0.075501 | 0.19195 | 0.13432 | 0.13142 | 0.27212 | 0.043719 | 0 | 0 | 0 | 0 | 0 | 0
4271 | 0.13053 | 0.19894 | 0.075206 | 0.073934 | 0.016066 | 0.05135 | 0.18749 | 0.12448 | 0.11163 | 0.23892 | 0.031754 | 0 | 0 | 0 | 0 | 0 | 0
4272 | 0.14671 | 0.18535 | 0.08354 | 0.084408 | 0.022972 | 0.033699 | 0.18067 | 0.11126 | 0.088576 | 0.18285 | 0.026493 | 0 | 0 | 0 | 0 | 0 | 0
4273 | 0.13656 | 0.17101 | 0.05184 | 0.075935 | 0.039408 | 0.023426 | 0.17043 | 0.097597 | 0.069784 | 0.13024 | 0.027873 | 0 | 0 | 0 | 0 | 0 | 0
4274 | 0.12224 | 0.14894 | 0.014282 | 0.065274 | 0.059303 | 0.019212 | 0.15671 | 0.084077 | 0.055928 | 0.087301 | 0.033124 | 0 | 0 | 0 | 0 | 0 | 0
4275 | 0.11964 | 0.12773 | 0.004757 | 0.066858 | 0.076179 | 0.019054 | 0.1412 | 0.074691 | 0.048011 | 0.058463 | 0.039837 | 0 | 0 | 0 | 0 | 0 | 0
4276 | 0.13688 | 0.10527 | 0.001597 | 0.076708 | 0.091649 | 0.032312 | 0.12779 | 0.073813 | 0.048752 | 0.04114 | 0.047744 | 0 | 0 | 0 | 0 | 0 | 0
4277 | 0.15183 | 0.082011 | 0.002008 | 0.088918 | 0.11291 | 0.057006 | 0.10623 | 0.077877 | 0.058315 | 0.040143 | 0.058233 | 0 | 0.005 | 0 | 0.0005 | 0 | 0.002
4278 | 0.15909 | 0.058632 | 0.017708 | 0.10557 | 0.13992 | 0.076162 | 0.076985 | 0.080225 | 0.066445 | 0.04197 | 0.067421 | 0.017 | 0.059 | 0.018 | 0.02025 | 0 | 0.046
4279 | 0.15499 | 0.041517 | 0.057143 | 0.12207 | 0.15407 | 0.052117 | 0.06907 | 0.054681 | 0.047423 | 0.02257 | 0.060325 | 0.083 | 0.162 | 0.098 | 0.08025 | 0.017 | 0.123
4280 | 0.13243 | 0.041528 | 0.074583 | 0.12231 | 0.15992 | 0.029953 | 0.056081 | 0.036206 | 0.032424 | 0.010854 | 0.052682 | 0.171 | 0.295 | 0.224 | 0.18275 | 0.157 | 0.179
4281 | 0.12353 | 0.05656 | 0.093742 | 0.13001 | 0.17276 | 0.038673 | 0.046762 | 0.045789 | 0.039328 | 0.006693 | 0.066157 | 0.242 | 0.421 | 0.363 | 0.28575 | 0.304 | 0.234
4282 | 0.14661 | 0.080718 | 0.11612 | 0.15657 | 0.20698 | 0.047547 | 0.041037 | 0.05113 | 0.048222 | 0.006038 | 0.088171 | 0.359 | 0.523 | 0.488 | 0.394 | 0.389 | 0.34
4283 | 0.16063 | 0.10286 | 0.13767 | 0.16898 | 0.20866 | 0.045052 | 0.037258 | 0.050598 | 0.048642 | 0.005298 | 0.093622 | 0.42 | 0.602 | 0.585 | 0.481 | 0.524 | 0.395
4284 | 0.13924 | 0.12687 | 0.18831 | 0.17203 | 0.18853 | 0.039815 | 0.033339 | 0.049958 | 0.046348 | 0.005121 | 0.090498 | 0.396 | 0.648 | 0.647 | 0.49425 | 0.613 | 0.321
4285 | 0.10858 | 0.1546 | 0.22556 | 0.1677 | 0.16898 | 0.036206 | 0.028945 | 0.051456 | 0.044964 | 0.005677 | 0.086517 | 0.366 | 0.644 | 0.675 | 0.47475 | 0.613 | 0.245
4286 | 0.093508 | 0.18288 | 0.19355 | 0.14411 | 0.14528 | 0.036476 | 0.024522 | 0.056255 | 0.045732 | 0.006479 | 0.083716 | 0.396 | 0.592 | 0.668 | 0.45675 | 0.496 | 0.267
4287 | 0.059993 | 0.19731 | 0.23134 | 0.14927 | 0.15646 | 0.040032 | 0.019964 | 0.057455 | 0.048409 | 0.009483 | 0.086666 | 0.487 | 0.502 | 0.622 | 0.4485 | 0.347 | 0.338
4288 | 0.034617 | 0.22294 | 0.24552 | 0.13069 | 0.11192 | 0.03182 | 0.015925 | 0.060733 | 0.048036 | 0.015992 | 0.083599 | 0.45 | 0.388 | 0.534 | 0.418 | 0.371 | 0.317
4289 | 0.027521 | 0.21741 | 0.25889 | 0.11802 | 0.067643 | 0.027629 | 0.015322 | 0.067602 | 0.042632 | 0.016215 | 0.05908 | 0.33 | 0.267 | 0.416 | 0.336 | 0.42 | 0.178
4290 | 0.024648 | 0.13895 | 0.2626 | 0.11493 | 0.057546 | 0.02524 | 0.012822 | 0.075385 | 0.038901 | 0.014588 | 0.040391 | 0.201 | 0.156 | 0.28 | 0.224 | 0.322 | 0.093
4291 | 0.031732 | 0.094821 | 0.26883 | 0.11765 | 0.052373 | 0.016316 | 0.009078 | 0.088515 | 0.039248 | 0.017769 | 0.034391 | 0.094 | 0.071 | 0.152 | 0.10825 | 0.146 | 0.041
4292 | 0.045034 | 0.088053 | 0.31704 | 0.14033 | 0.058911 | 0.008911 | 0.008249 | 0.095165 | 0.041962 | 0.013642 | 0.050129 | 0.039 | 0.016 | 0.05 | 0.03575 | 0.04 | 0.014
4293 | 0.083052 | 0.098449 | 0.38827 | 0.1772 | 0.060273 | 0.007587 | 0.010851 | 0.10989 | 0.047589 | 0.008208 | 0.06467 | 0.004 | 0 | 0.003 | 0.00225 | 0.001 | 0.001
4294 | 0.14564 | 0.1147 | 0.43613 | 0.21351 | 0.058764 | 0.013609 | 0.019089 | 0.13423 | 0.057634 | 0.008355 | 0.074346 | 0 | 0 | 0 | 0 | 0 | 0
4295 | 0.20084 | 0.12671 | 0.41427 | 0.22798 | 0.068813 | 0.035517 | 0.029398 | 0.14451 | 0.068571 | 0.015458 | 0.078796 | 0 | 0 | 0 | 0 | 0 | 0
4296 | 0.22205 | 0.13633 | 0.3854 | 0.23286 | 0.091121 | 0.07424 | 0.038952 | 0.14424 | 0.085033 | 0.028642 | 0.093008 | 0 | 0 | 0 | 0 | 0 | 0
4297 | 0.21562 | 0.14082 | 0.3375 | 0.22378 | 0.11821 | 0.11258 | 0.04676 | 0.13891 | 0.10371 | 0.055294 | 0.10805 | 0 | 0 | 0 | 0 | 0 | 0
4298 | 0.21083 | 0.13187 | 0.28537 | 0.21154 | 0.13843 | 0.14756 | 0.055328 | 0.13266 | 0.12213 | 0.087555 | 0.12076 | 0 | 0 | 0 | 0 | 0 | 0
4299 | 0.19875 | 0.12168 | 0.25644 | 0.20278 | 0.15316 | 0.15195 | 0.065764 | 0.12485 | 0.11969 | 0.081391 | 0.12056 | 0 | 0 | 0 | 0 | 0 | 0
4300 | 0.18319 | 0.11495 | 0.24313 | 0.19769 | 0.16674 | 0.14219 | 0.077882 | 0.11427 | 0.11245 | 0.070868 | 0.12248 | 0 | 0 | 0 | 0 | 0 | 0
4301 | 0.14248 | 0.095186 | 0.22441 | 0.17005 | 0.14324 | 0.12223 | 0.078716 | 0.10337 | 0.098285 | 0.055549 | 0.11199 | 0 | 0.002 | 0 | 0.00025 | 0 | 0.001
4302 | 0.088448 | 0.071381 | 0.23485 | 0.13654 | 0.086314 | 0.081938 | 0.053792 | 0.084627 | 0.069782 | 0.040912 | 0.071652 | 0.019 | 0.039 | 0.012 | 0.02075 | 0.01 | 0.042
4303 | 0.054454 | 0.048743 | 0.16329 | 0.092422 | 0.059521 | 0.03433 | 0.022128 | 0.051363 | 0.036593 | 0.023319 | 0.037361 | 0.086 | 0.112 | 0.08 | 0.08525 | 0.068 | 0.107
4304 | 0.037693 | 0.043238 | 0.12334 | 0.066867 | 0.039566 | 0.019313 | 0.018755 | 0.03954 | 0.024859 | 0.017136 | 0.023446 | 0.198 | 0.218 | 0.195 | 0.188 | 0.145 | 0.214
4305 | 0.019263 | 0.048806 | 0.12498 | 0.057126 | 0.027135 | 0.016637 | 0.016289 | 0.032491 | 0.020367 | 0.01344 | 0.018899 | 0.341 | 0.342 | 0.326 | 0.313 | 0.285 | 0.3
4306 | 0.014116 | 0.053326 | 0.086198 | 0.040358 | 0.020759 | 0.023931 | 0.014134 | 0.029124 | 0.024809 | 0.023225 | 0.022957 | 0.481 | 0.456 | 0.455 | 0.43425 | 0.433 | 0.368
4307 | 0.024124 | 0.059476 | 0.052359 | 0.035912 | 0.031252 | 0.033363 | 0.018932 | 0.031668 | 0.036532 | 0.044498 | 0.036597 | 0.585 | 0.548 | 0.557 | 0.5425 | 0.57 | 0.458
4308 | 0.030562 | 0.063387 | 0.031524 | 0.035159 | 0.043392 | 0.043936 | 0.029443 | 0.036763 | 0.048866 | 0.064386 | 0.050378 | 0.655 | 0.596 | 0.624 | 0.6325 | 0.643 | 0.608
4309 | 0.03648 | 0.059166 | 0.02021 | 0.037503 | 0.055819 | 0.049358 | 0.042624 | 0.041075 | 0.061245 | 0.098213 | 0.056334 | 0.689 | 0.602 | 0.655 | 0.6735 | 0.695 | 0.655
4310 | 0.038293 | 0.053704 | 0.014282 | 0.039243 | 0.065153 | 0.051486 | 0.052852 | 0.041597 | 0.068238 | 0.1157 | 0.064163 | 0.685 | 0.559 | 0.647 | 0.66625 | 0.708 | 0.625
4311 | 0.034631 | 0.055269 | 0.01149 | 0.039149 | 0.071325 | 0.053268 | 0.056849 | 0.039205 | 0.069578 | 0.11496 | 0.070881 | 0.647 | 0.491 | 0.604 | 0.60525 | 0.676 | 0.494
4312 | 0.024956 | 0.061113 | 0.012219 | 0.033414 | 0.063068 | 0.053214 | 0.060537 | 0.035915 | 0.068767 | 0.11252 | 0.07342 | 0.558 | 0.396 | 0.526 | 0.502 | 0.602 | 0.322
4313 | 0.009339 | 0.057957 | 0.014825 | 0.025653 | 0.052795 | 0.056133 | 0.063901 | 0.035576 | 0.06973 | 0.11468 | 0.072533 | 0.407 | 0.288 | 0.417 | 0.368 | 0.48 | 0.168
4314 | 0.002602 | 0.047868 | 0.023932 | 0.02293 | 0.042255 | 0.058365 | 0.068569 | 0.03797 | 0.070095 | 0.12031 | 0.063733 | 0.239 | 0.178 | 0.292 | 0.25625 | 0.368 | 0.126
4315 | 0.002018 | 0.040257 | 0.05184 | 0.027078 | 0.027376 | 0.056116 | 0.069206 | 0.045994 | 0.07044 | 0.13189 | 0.047763 | 0.108 | 0.086 | 0.161 | 0.13875 | 0.19 | 0.096
4316 | 0.000706 | 0.032501 | 0.1177 | 0.045688 | 0.018655 | 0.055967 | 0.078375 | 0.069365 | 0.07756 | 0.14982 | 0.035089 | 0.042 | 0.024 | 0.055 | 0.045 | 0.041 | 0.042
4317 | 0.000281 | 0.028247 | 0.26883 | 0.096318 | 0.019838 | 0.069746 | 0.094465 | 0.11991 | 0.099611 | 0.17503 | 0.033752 | 0.004 | 0.001 | 0.004 | 0.0025 | 0 | 0.002
4318 | 0.001652 | 0.028311 | 0.50334 | 0.1735 | 0.015505 | 0.083795 | 0.095908 | 0.16934 | 0.11555 | 0.18175 | 0.027331 | 0 | 0 | 0 | 0 | 0 | 0
4319 | 0.006826 | 0.030394 | 0.66315 | 0.22692 | 0.010787 | 0.092696 | 0.083113 | 0.19994 | 0.12298 | 0.17971 | 0.019576 | 0 | 0 | 0 | 0 | 0 | 0
4320 | 0.010516 | 0.036354 | 0.73958 | 0.25313 | 0.009288 | 0.097043 | 0.071732 | 0.21593 | 0.12275 | 0.16284 | 0.015207 | 0 | 0 | 0 | 0 | 0 | 0
4321 | 0.011611 | 0.039065 | 0.73009 | 0.25027 | 0.009093 | 0.098303 | 0.062658 | 0.22103 | 0.11957 | 0.14389 | 0.01505 | 0 | 0 | 0 | 0 | 0 | 0
4322 | 0.012458 | 0.039265 | 0.68971 | 0.23735 | 0.009894 | 0.097362 | 0.05498 | 0.22212 | 0.11579 | 0.12692 | 0.016768 | 0 | 0 | 0 | 0 | 0 | 0
4323 | 0.014975 | 0.036167 | 0.65442 | 0.22724 | 0.012324 | 0.094257 | 0.0475 | 0.22384 | 0.11241 | 0.11203 | 0.019511 | 0 | 0 | 0 | 0 | 0 | 0
4324 | 0.019224 | 0.031241 | 0.63138 | 0.22217 | 0.015915 | 0.089734 | 0.042357 | 0.22393 | 0.10934 | 0.10105 | 0.022633 | 0 | 0 | 0 | 0 | 0 | 0
4325 | 0.022877 | 0.024118 | 0.63399 | 0.22583 | 0.020616 | 0.083957 | 0.03785 | 0.22265 | 0.10738 | 0.097161 | 0.025735 | 0 | 0.004 | 0 | 0.0005 | 0 | 0.002
4326 | 0.023538 | 0.016424 | 0.64173 | 0.23087 | 0.027351 | 0.076286 | 0.018779 | 0.21023 | 0.10182 | 0.092368 | 0.028388 | 0.018 | 0.056 | 0.017 | 0.02025 | 0 | 0.046
4327 | 0.022033 | 0.012275 | 0.53653 | 0.19519 | 0.027009 | 0.040258 | 0.013179 | 0.12992 | 0.059474 | 0.05044 | 0.017277 | 0.087 | 0.161 | 0.097 | 0.086 | 0.006 | 0.154
4328 | 0.016474 | 0.009671 | 0.41573 | 0.15251 | 0.025318 | 0.014041 | 0.013195 | 0.081356 | 0.033645 | 0.0271 | 0.012081 | 0.215 | 0.294 | 0.223 | 0.21825 | 0.146 | 0.289
4329 | 0.019168 | 0.009076 | 0.40268 | 0.15211 | 0.034471 | 0.02052 | 0.011025 | 0.097626 | 0.04175 | 0.031413 | 0.01744 | 0.363 | 0.43 | 0.362 | 0.367 | 0.312 | 0.431
4330 | 0.030956 | 0.009801 | 0.62877 | 0.2349 | 0.044956 | 0.027421 | 0.009732 | 0.13451 | 0.052884 | 0.029266 | 0.02034 | 0.493 | 0.541 | 0.485 | 0.498 | 0.464 | 0.55
4331 | 0.035629 | 0.010742 | 0.61691 | 0.23508 | 0.052699 | 0.033633 | 0.01012 | 0.13982 | 0.056378 | 0.030327 | 0.021732 | 0.594 | 0.618 | 0.578 | 0.59775 | 0.583 | 0.636
4332 | 0.035931 | 0.011694 | 0.5747 | 0.22154 | 0.053991 | 0.039122 | 0.012621 | 0.14205 | 0.058279 | 0.030682 | 0.021259 | 0.661 | 0.659 | 0.638 | 0.662 | 0.665 | 0.684
4333 | 0.033805 | 0.012818 | 0.52792 | 0.20437 | 0.051383 | 0.041014 | 0.016294 | 0.13967 | 0.057486 | 0.029193 | 0.020069 | 0.694 | 0.666 | 0.662 | 0.69025 | 0.71 | 0.695
4334 | 0.031839 | 0.013208 | 0.47417 | 0.18475 | 0.048231 | 0.040223 | 0.019469 | 0.13197 | 0.054729 | 0.026447 | 0.020279 | 0.691 | 0.638 | 0.65 | 0.6825 | 0.719 | 0.67
4335 | 0.031574 | 0.013954 | 0.40702 | 0.16237 | 0.048523 | 0.038766 | 0.021161 | 0.1216 | 0.051661 | 0.023932 | 0.022344 | 0.655 | 0.579 | 0.603 | 0.64 | 0.692 | 0.61
4336 | 0.033893 | 0.01681 | 0.35 | 0.14621 | 0.054745 | 0.037924 | 0.021191 | 0.11334 | 0.050326 | 0.022574 | 0.02747 | 0.584 | 0.489 | 0.525 | 0.56375 | 0.629 | 0.517
4337 | 0.041745 | 0.021328 | 0.32109 | 0.14503 | 0.07225 | 0.040542 | 0.021031 | 0.11097 | 0.053424 | 0.024024 | 0.038158 | 0.48 | 0.371 | 0.418 | 0.455 | 0.53 | 0.392
4338 | 0.055163 | 0.028263 | 0.32245 | 0.16139 | 0.10656 | 0.047924 | 0.022447 | 0.11572 | 0.062201 | 0.029406 | 0.055752 | 0.35 | 0.24 | 0.288 | 0.32125 | 0.396 | 0.251
4339 | 0.080587 | 0.038484 | 0.37397 | 0.207 | 0.16645 | 0.064906 | 0.030321 | 0.12915 | 0.079972 | 0.040097 | 0.085734 | 0.209 | 0.118 | 0.157 | 0.1805 | 0.237 | 0.119
4340 | 0.11267 | 0.0535 | 0.32245 | 0.23546 | 0.27124 | 0.098554 | 0.060341 | 0.15215 | 0.11579 | 0.067416 | 0.14503 | 0.082 | 0.033 | 0.052 | 0.06175 | 0.082 | 0.031
4341 | 0.16377 | 0.072782 | 0.36545 | 0.31496 | 0.41567 | 0.20125 | 0.11653 | 0.21801 | 0.20358 | 0.14212 | 0.25296 | 0.006 | 0.001 | 0.004 | 0.00325 | 0.002 | 0.001
4342 | 0.25433 | 0.091791 | 0.42737 | 0.39848 | 0.51374 | 0.33704 | 0.15584 | 0.29165 | 0.30645 | 0.2505 | 0.34659 | 0 | 0 | 0 | 0 | 0 | 0
4343 | 0.37509 | 0.10562 | 0.41718 | 0.43968 | 0.52677 | 0.42297 | 0.16231 | 0.34949 | 0.37117 | 0.34955 | 0.36265 | 0 | 0 | 0 | 0 | 0 | 0
4344 | 0.45966 | 0.11751 | 0.30235 | 0.4236 | 0.50878 | 0.45962 | 0.15717 | 0.38679 | 0.40253 | 0.41502 | 0.34869 | 0 | 0 | 0 | 0 | 0 | 0
4345 | 0.46463 | 0.1317 | 0.16138 | 0.37003 | 0.48407 | 0.46061 | 0.14963 | 0.39397 | 0.40797 | 0.44855 | 0.32878 | 0 | 0 | 0 | 0 | 0 | 0
4346 | 0.42703 | 0.14791 | 0.077721 | 0.31967 | 0.45426 | 0.44744 | 0.1413 | 0.38143 | 0.39782 | 0.46012 | 0.30229 | 0 | 0 | 0 | 0 | 0 | 0
4347 | 0.38343 | 0.16128 | 0.11533 | 0.30707 | 0.42246 | 0.43706 | 0.13328 | 0.36836 | 0.38743 | 0.46352 | 0.28079 | 0 | 0 | 0 | 0 | 0 | 0
4348 | 0.33646 | 0.16859 | 0.26384 | 0.32963 | 0.3886 | 0.42275 | 0.12526 | 0.3596 | 0.37606 | 0.46241 | 0.25947 | 0 | 0 | 0 | 0 | 0 | 0
4349 | 0.28797 | 0.17456 | 0.36687 | 0.33568 | 0.3522 | 0.40537 | 0.1133 | 0.3422 | 0.35961 | 0.45034 | 0.24055 | 0 | 0.007 | 0 | 0.0005 | 0 | 0.002
4350 | 0.2446 | 0.18016 | 0.41137 | 0.31186 | 0.27961 | 0.35523 | 0.067058 | 0.30823 | 0.31222 | 0.39527 | 0.19017 | 0.018 | 0.063 | 0.015 | 0.0195 | 0 | 0.045
4351 | 0.20097 | 0.18339 | 0.31569 | 0.23688 | 0.19398 | 0.21955 | 0.033671 | 0.21979 | 0.19985 | 0.23462 | 0.12545 | 0.085 | 0.171 | 0.088 | 0.08475 | 0.014 | 0.152
4352 | 0.16906 | 0.18619 | 0.20211 | 0.17498 | 0.15378 | 0.1121 | 0.041883 | 0.17186 | 0.12526 | 0.1253 | 0.091763 | 0.211 | 0.304 | 0.208 | 0.21275 | 0.145 | 0.287
4353 | 0.20566 | 0.20531 | 0.39546 | 0.26547 | 0.19529 | 0.079005 | 0.050503 | 0.17869 | 0.12614 | 0.1359 | 0.11098 | 0.356 | 0.435 | 0.339 | 0.35625 | 0.304 | 0.426
4354 | 0.24186 | 0.25767 | 0.47564 | 0.32241 | 0.24974 | 0.10661 | 0.052571 | 0.18917 | 0.16795 | 0.22589 | 0.15012 | 0.482 | 0.544 | 0.46 | 0.48225 | 0.446 | 0.541
4355 | 0.27062 | 0.33104 | 0.54795 | 0.365 | 0.27642 | 0.15304 | 0.059138 | 0.19791 | 0.19493 | 0.23359 | 0.19517 | 0.577 | 0.619 | 0.551 | 0.5765 | 0.559 | 0.619
4356 | 0.28657 | 0.39343 | 0.60621 | 0.40326 | 0.31701 | 0.18372 | 0.071363 | 0.20231 | 0.21152 | 0.21973 | 0.24032 | 0.64 | 0.662 | 0.611 | 0.638 | 0.637 | 0.664
4357 | 0.29691 | 0.43294 | 0.60216 | 0.41917 | 0.35843 | 0.20693 | 0.084913 | 0.20741 | 0.22241 | 0.20251 | 0.27279 | 0.669 | 0.669 | 0.635 | 0.66425 | 0.679 | 0.674
4358 | 0.29902 | 0.457 | 0.58164 | 0.41892 | 0.37611 | 0.20934 | 0.095438 | 0.20683 | 0.22068 | 0.18747 | 0.27911 | 0.664 | 0.643 | 0.624 | 0.65525 | 0.683 | 0.65
4359 | 0.29171 | 0.47929 | 0.5451 | 0.39811 | 0.35752 | 0.19236 | 0.10226 | 0.20428 | 0.20797 | 0.17093 | 0.26432 | 0.625 | 0.582 | 0.578 | 0.613 | 0.657 | 0.592
4360 | 0.27609 | 0.49968 | 0.50625 | 0.36809 | 0.32194 | 0.16741 | 0.10615 | 0.19647 | 0.18911 | 0.15204 | 0.24051 | 0.554 | 0.489 | 0.5 | 0.538 | 0.598 | 0.5
4361 | 0.28258 | 0.52323 | 0.42591 | 0.33711 | 0.30284 | 0.15855 | 0.1076 | 0.18933 | 0.17945 | 0.14237 | 0.22755 | 0.453 | 0.368 | 0.395 | 0.43125 | 0.501 | 0.376
4362 | 0.30468 | 0.5487 | 0.32653 | 0.3182 | 0.32338 | 0.16083 | 0.10843 | 0.20055 | 0.18314 | 0.14072 | 0.23045 | 0.332 | 0.237 | 0.27 | 0.303 | 0.37 | 0.24
4363 | 0.3254 | 0.57738 | 0.23251 | 0.31093 | 0.37488 | 0.15548 | 0.12559 | 0.21898 | 0.18645 | 0.124 | 0.24736 | 0.199 | 0.116 | 0.147 | 0.17 | 0.219 | 0.115
4364 | 0.3731 | 0.61121 | 0.15948 | 0.33176 | 0.46271 | 0.20442 | 0.18659 | 0.22952 | 0.22072 | 0.12839 | 0.32054 | 0.078 | 0.032 | 0.047 | 0.0575 | 0.075 | 0.03
4365 | 0.45539 | 0.64229 | 0.13594 | 0.38029 | 0.54954 | 0.30079 | 0.28615 | 0.2102 | 0.26802 | 0.15342 | 0.40767 | 0.006 | 0.001 | 0.003 | 0.003 | 0.002 | 0.001
4366 | 0.50186 | 0.65371 | 0.13767 | 0.41175 | 0.59571 | 0.34829 | 0.33539 | 0.1908 | 0.28753 | 0.15677 | 0.45428 | 0 | 0 | 0 | 0 | 0 | 0
4367 | 0.48776 | 0.64364 | 0.17206 | 0.42535 | 0.61622 | 0.34147 | 0.33094 | 0.2109 | 0.29624 | 0.16679 | 0.46579 | 0 | 0 | 0 | 0 | 0 | 0
4368 | 0.42172 | 0.62892 | 0.26633 | 0.43496 | 0.61682 | 0.34552 | 0.31343 | 0.22801 | 0.30761 | 0.20708 | 0.44985 | 0 | 0 | 0 | 0 | 0 | 0
4369 | 0.3849 | 0.61801 | 0.22326 | 0.40313 | 0.60124 | 0.34674 | 0.2932 | 0.22142 | 0.3139 | 0.26004 | 0.42739 | 0 | 0 | 0 | 0 | 0 | 0
4370 | 0.36553 | 0.62567 | 0.00542 | 0.31325 | 0.56878 | 0.3119 | 0.27814 | 0.19813 | 0.3052 | 0.29138 | 0.41941 | 0 | 0 | 0 | 0 | 0 | 0
4371 | 0.31817 | 0.63372 | 0.036145 | 0.27908 | 0.48292 | 0.25042 | 0.2665 | 0.17854 | 0.27734 | 0.30004 | 0.38035 | 0 | 0 | 0 | 0 | 0 | 0
4372 | 0.20483 | 0.63026 | 0.1852 | 0.25213 | 0.36634 | 0.18204 | 0.25404 | 0.1713 | 0.24557 | 0.30151 | 0.32745 | 0 | 0 | 0 | 0 | 0 | 0
4373 | 0.076386 | 0.6221 | 0.36404 | 0.22608 | 0.23781 | 0.11888 | 0.22647 | 0.17389 | 0.21318 | 0.29816 | 0.26179 | 0 | 0.006 | 0 | 0.00025 | 0 | 0.001
4374 | 0.064609 | 0.60777 | 0.4654 | 0.22834 | 0.15501 | 0.1078 | 0.15119 | 0.16474 | 0.19402 | 0.29621 | 0.20733 | 0.017 | 0.06 | 0.012 | 0.01775 | 0 | 0.042
4375 | 0.10773 | 0.60006 | 0.37967 | 0.20005 | 0.11276 | 0.078256 | 0.1047 | 0.12133 | 0.14003 | 0.2022 | 0.15833 | 0.087 | 0.166 | 0.078 | 0.0835 | 0.027 | 0.142
4376 | 0.097317 | 0.59223 | 0.14295 | 0.10809 | 0.083996 | 0.040406 | 0.11665 | 0.1171 | 0.099318 | 0.12272 | 0.11704 | 0.202 | 0.296 | 0.186 | 0.20125 | 0.146 | 0.271
4377 | 0.14844 | 0.5967 | 0.03112 | 0.087022 | 0.081505 | 0.040035 | 0.16276 | 0.15718 | 0.12004 | 0.16928 | 0.11366 | 0.325 | 0.424 | 0.307 | 0.3315 | 0.296 | 0.398
4378 | 0.21445 | 0.62238 | 0.007798 | 0.10824 | 0.10248 | 0.066027 | 0.19078 | 0.17857 | 0.1514 | 0.23933 | 0.12166 | 0.447 | 0.531 | 0.415 | 0.4505 | 0.436 | 0.504
4379 | 0.20735 | 0.64361 | 0.062131 | 0.13856 | 0.14621 | 0.080221 | 0.20136 | 0.18876 | 0.17194 | 0.29088 | 0.1279 | 0.523 | 0.607 | 0.496 | 0.533 | 0.547 | 0.566
4380 | 0.24046 | 0.65395 | 0.19995 | 0.19648 | 0.14902 | 0.082419 | 0.19825 | 0.19014 | 0.1826 | 0.32517 | 0.13268 | 0.57 | 0.649 | 0.556 | 0.588 | 0.623 | 0.603
4381 | 0.26469 | 0.65474 | 0.32245 | 0.23717 | 0.12437 | 0.081825 | 0.18404 | 0.17728 | 0.17917 | 0.32797 | 0.1296 | 0.581 | 0.656 | 0.586 | 0.60875 | 0.66 | 0.608
4382 | 0.1938 | 0.65069 | 0.3486 | 0.22649 | 0.13707 | 0.077949 | 0.16634 | 0.15577 | 0.16796 | 0.31345 | 0.12466 | 0.562 | 0.629 | 0.584 | 0.59325 | 0.651 | 0.576
4383 | 0.15848 | 0.63343 | 0.33888 | 0.22112 | 0.166 | 0.068643 | 0.15233 | 0.13441 | 0.1548 | 0.29836 | 0.11778 | 0.496 | 0.569 | 0.54 | 0.537 | 0.597 | 0.515
4384 | 0.12131 | 0.60387 | 0.3375 | 0.21028 | 0.17204 | 0.054615 | 0.14386 | 0.11914 | 0.1416 | 0.28401 | 0.10865 | 0.397 | 0.477 | 0.465 | 0.4455 | 0.504 | 0.416
4385 | 0.041516 | 0.52897 | 0.3279 | 0.17962 | 0.16946 | 0.043807 | 0.14199 | 0.11341 | 0.12923 | 0.2649 | 0.094805 | 0.277 | 0.358 | 0.364 | 0.32875 | 0.384 | 0.29
4386 | 0.009202 | 0.44149 | 0.27261 | 0.13559 | 0.12497 | 0.045555 | 0.14635 | 0.11332 | 0.11437 | 0.23197 | 0.066657 | 0.185 | 0.229 | 0.246 | 0.21825 | 0.261 | 0.181
4387 | 0.012315 | 0.40034 | 0.19888 | 0.088927 | 0.055589 | 0.07423 | 0.16309 | 0.11945 | 0.10595 | 0.17516 | 0.054948 | 0.112 | 0.111 | 0.133 | 0.11825 | 0.141 | 0.087
4388 | 0.026188 | 0.3778 | 0.16425 | 0.080721 | 0.051722 | 0.14212 | 0.21605 | 0.13658 | 0.12577 | 0.15476 | 0.069623 | 0.045 | 0.03 | 0.045 | 0.04075 | 0.045 | 0.028
4389 | 0.038596 | 0.36132 | 0.16522 | 0.10088 | 0.098826 | 0.18503 | 0.29087 | 0.16759 | 0.14187 | 0.12969 | 0.085163 | 0.003 | 0.001 | 0.003 | 0.002 | 0.001 | 0.001
4390 | 0.051591 | 0.33611 | 0.15017 | 0.11402 | 0.14031 | 0.1815 | 0.31767 | 0.18301 | 0.13795 | 0.096888 | 0.090389 | 0 | 0 | 0 | 0 | 0 | 0
4391 | 0.066221 | 0.28042 | 0.15948 | 0.13536 | 0.18039 | 0.16038 | 0.29486 | 0.17807 | 0.1405 | 0.12347 | 0.10009 | 0 | 0 | 0 | 0 | 0 | 0
4392 | 0.078431 | 0.21826 | 0.16716 | 0.15167 | 0.20941 | 0.13372 | 0.25798 | 0.1676 | 0.15903 | 0.22157 | 0.11324 | 0 | 0 | 0 | 0 | 0 | 0
4393 | 0.084676 | 0.17476 | 0.22098 | 0.17511 | 0.21967 | 0.12153 | 0.22159 | 0.15873 | 0.17127 | 0.27812 | 0.1267 | 0 | 0 | 0 | 0 | 0 | 0
4394 | 0.089431 | 0.13431 | 0.3375 | 0.21502 | 0.21813 | 0.11377 | 0.19173 | 0.15222 | 0.1704 | 0.27425 | 0.14137 | 0 | 0 | 0 | 0 | 0 | 0
4395 | 0.09377 | 0.12792 | 0.46979 | 0.25637 | 0.20555 | 0.1096 | 0.16914 | 0.14913 | 0.16888 | 0.25748 | 0.15931 | 0 | 0 | 0 | 0 | 0 | 0
4396 | 0.088578 | 0.1493 | 0.53223 | 0.27444 | 0.20252 | 0.10958 | 0.15372 | 0.15115 | 0.1736 | 0.24984 | 0.18385 | 0 | 0 | 0 | 0 | 0 | 0
4397 | 0.07446 | 0.12703 | 0.5077 | 0.24371 | 0.14897 | 0.097481 | 0.12372 | 0.15181 | 0.15331 | 0.21624 | 0.14769 | 0 | 0.005 | 0 | 0.00025 | 0 | 0.001
4398 | 0.062058 | 0.080708 | 0.48732 | 0.20909 | 0.077878 | 0.061368 | 0.059678 | 0.13725 | 0.10774 | 0.15179 | 0.080553 | 0.017 | 0.049 | 0.01 | 0.017 | 0.006 | 0.035
4399 | 0.046979 | 0.049763 | 0.41863 | 0.16814 | 0.038811 | 0.028885 | 0.025173 | 0.10129 | 0.06736 | 0.10511 | 0.03416 | 0.085 | 0.14 | 0.072 | 0.0845 | 0.053 | 0.128
4400 | 0.035657 | 0.031647 | 0.44929 | 0.17032 | 0.026012 | 0.030148 | 0.022961 | 0.10234 | 0.058576 | 0.081598 | 0.020221 | 0.202 | 0.257 | 0.172 | 0.1955 | 0.153 | 0.255
4401 | 0.029276 | 0.023059 | 0.5981 | 0.21334 | 0.01264 | 0.025063 | 0.022847 | 0.12506 | 0.050327 | 0.04179 | 0.009395 | 0.338 | 0.372 | 0.287 | 0.32725 | 0.291 | 0.393
4402 | 0.027177 | 0.0185 | 0.65064 | 0.22704 | 0.003302 | 0.019618 | 0.019682 | 0.13353 | 0.041978 | 0.012028 | 0.002737 | 0.462 | 0.468 | 0.393 | 0.44675 | 0.422 | 0.51
4403 | 0.031039 | 0.016428 | 0.60621 | 0.21292 | 0.001513 | 0.017519 | 0.015651 | 0.12921 | 0.037566 | 0.002153 | 0.001378 | 0.559 | 0.533 | 0.478 | 0.53875 | 0.526 | 0.592
4404 | 0.040445 | 0.015841 | 0.53653 | 0.19307 | 0.002227 | 0.016803 | 0.012948 | 0.12695 | 0.036506 | 0.000289 | 0.001987 | 0.617 | 0.574 | 0.53 | 0.5955 | 0.594 | 0.641
4405 | 0.058263 | 0.013619 | 0.49898 | 0.18787 | 0.006369 | 0.015469 | 0.010359 | 0.13486 | 0.038502 | 9.3e-05 | 0.003584 | 0.627 | 0.582 | 0.549 | 0.61175 | 0.619 | 0.652
4406 | 0.085764 | 0.012267 | 0.44051 | 0.18193 | 0.019527 | 0.016252 | 0.007969 | 0.14958 | 0.043541 | 0.000287 | 0.00805 | 0.583 | 0.561 | 0.542 | 0.57525 | 0.55 | 0.626
4407 | 0.11545 | 0.014257 | 0.44344 | 0.20127 | 0.044925 | 0.021453 | 0.006303 | 0.16795 | 0.051697 | 0.000802 | 0.016589 | 0.525 | 0.504 | 0.501 | 0.50025 | 0.422 | 0.553
4408 | 0.15703 | 0.018246 | 0.46247 | 0.23452 | 0.084054 | 0.031231 | 0.006116 | 0.18621 | 0.062102 | 0.000669 | 0.030302 | 0.477 | 0.415 | 0.425 | 0.41525 | 0.306 | 0.453
4409 | 0.21779 | 0.021045 | 0.49607 | 0.2838 | 0.13754 | 0.048439 | 0.008065 | 0.20706 | 0.077244 | 0.000697 | 0.052776 | 0.398 | 0.302 | 0.33 | 0.331 | 0.262 | 0.334
4410 | 0.28627 | 0.023763 | 0.4771 | 0.32636 | 0.21571 | 0.076925 | 0.014401 | 0.22704 | 0.098094 | 0.000896 | 0.087516 | 0.295 | 0.19 | 0.223 | 0.2505 | 0.251 | 0.233
4411 | 0.35925 | 0.029325 | 0.32381 | 0.3291 | 0.30425 | 0.11897 | 0.028977 | 0.2434 | 0.12449 | 0.003697 | 0.1319 | 0.153 | 0.092 | 0.119 | 0.14075 | 0.173 | 0.118
4412 | 0.42856 | 0.03447 | 0.27768 | 0.3661 | 0.39206 | 0.20852 | 0.06447 | 0.27524 | 0.17297 | 0.023732 | 0.18438 | 0.05 | 0.024 | 0.038 | 0.04475 | 0.056 | 0.035
4413 | 0.49576 | 0.03479 | 0.37824 | 0.45083 | 0.4785 | 0.34293 | 0.10931 | 0.32402 | 0.25454 | 0.10502 | 0.2462 | 0.003 | 0 | 0.002 | 0.00175 | 0.001 | 0.001
4414 | 0.55296 | 0.036189 | 0.44782 | 0.50828 | 0.52404 | 0.43368 | 0.12958 | 0.35382 | 0.3277 | 0.23881 | 0.28447 | 0 | 0 | 0 | 0 | 0 | 0
4415 | 0.59177 | 0.048109 | 0.40268 | 0.5056 | 0.52236 | 0.45603 | 0.12701 | 0.35609 | 0.35663 | 0.33158 | 0.28282 | 0 | 0 | 0 | 0 | 0 | 0
4416 | 0.62229 | 0.064729 | 0.43613 | 0.51958 | 0.50032 | 0.45826 | 0.11869 | 0.34745 | 0.3633 | 0.37754 | 0.26996 | 0 | 0 | 0 | 0 | 0 | 0
4417 | 0.66007 | 0.077738 | 0.54082 | 0.56264 | 0.48701 | 0.45232 | 0.1123 | 0.33711 | 0.36715 | 0.41861 | 0.26058 | 0 | 0 | 0 | 0 | 0 | 0
4418 | 0.65488 | 0.091158 | 0.61691 | 0.58733 | 0.4902 | 0.43864 | 0.10701 | 0.32054 | 0.36784 | 0.45259 | 0.25961 | 0 | 0 | 0 | 0 | 0 | 0
4419 | 0.62582 | 0.10946 | 0.60487 | 0.57621 | 0.49795 | 0.41679 | 0.10496 | 0.30316 | 0.36311 | 0.4669 | 0.2656 | 0 | 0 | 0 | 0 | 0 | 0
4420 | 0.54771 | 0.13255 | 0.52936 | 0.52517 | 0.49845 | 0.38891 | 0.10401 | 0.28821 | 0.35363 | 0.46566 | 0.27173 | 0 | 0 | 0 | 0 | 0 | 0
4421 | 0.42038 | 0.14909 | 0.43613 | 0.45018 | 0.49404 | 0.33806 | 0.099645 | 0.2546 | 0.3156 | 0.40542 | 0.26431 | 0 | 0.004 | 0 | 0.00025 | 0 | 0.001
4422 | 0.32592 | 0.15733 | 0.31033 | 0.36825 | 0.46849 | 0.26611 | 0.070409 | 0.20549 | 0.24845 | 0.29166 | 0.23053 | 0.013 | 0.052 | 0.012 | 0.01725 | 0.012 | 0.032
4423 | 0.28076 | 0.1742 | 0.21199 | 0.30265 | 0.41522 | 0.18269 | 0.031357 | 0.13482 | 0.16475 | 0.15656 | 0.18495 | 0.07 | 0.146 | 0.079 | 0.0765 | 0.056 | 0.101
4424 | 0.27916 | 0.21008 | 0.25766 | 0.29385 | 0.34472 | 0.11781 | 0.019741 | 0.11839 | 0.11981 | 0.095456 | 0.14759 | 0.182 | 0.265 | 0.185 | 0.17625 | 0.151 | 0.187
4425 | 0.35812 | 0.25977 | 0.3375 | 0.31924 | 0.2621 | 0.14773 | 0.033146 | 0.1371 | 0.12589 | 0.084544 | 0.1342 | 0.329 | 0.387 | 0.304 | 0.3015 | 0.288 | 0.285
4426 | 0.46067 | 0.29972 | 0.32653 | 0.32849 | 0.19826 | 0.19448 | 0.045908 | 0.1281 | 0.15298 | 0.13587 | 0.15346 | 0.463 | 0.493 | 0.41 | 0.42325 | 0.425 | 0.395
4427 | 0.48682 | 0.31276 | 0.29055 | 0.33302 | 0.22168 | 0.19895 | 0.052825 | 0.11138 | 0.16414 | 0.17331 | 0.17294 | 0.561 | 0.565 | 0.489 | 0.5235 | 0.542 | 0.502
4428 | 0.44982 | 0.31168 | 0.27009 | 0.33188 | 0.27574 | 0.20435 | 0.053243 | 0.095069 | 0.15665 | 0.14377 | 0.18339 | 0.583 | 0.603 | 0.549 | 0.58125 | 0.624 | 0.569
4429 | 0.42458 | 0.30452 | 0.26509 | 0.33713 | 0.32174 | 0.22167 | 0.048711 | 0.086258 | 0.15645 | 0.11701 | 0.20087 | 0.532 | 0.608 | 0.583 | 0.59425 | 0.665 | 0.597
4430 | 0.35875 | 0.27917 | 0.26509 | 0.32913 | 0.36357 | 0.21059 | 0.04191 | 0.082499 | 0.15504 | 0.10131 | 0.22576 | 0.464 | 0.572 | 0.581 | 0.571 | 0.664 | 0.575
4431 | 0.29674 | 0.23029 | 0.26633 | 0.32146 | 0.4013 | 0.16544 | 0.037548 | 0.076556 | 0.14295 | 0.088763 | 0.24105 | 0.386 | 0.511 | 0.549 | 0.51875 | 0.63 | 0.51
4432 | 0.2681 | 0.17123 | 0.26633 | 0.30767 | 0.38858 | 0.10628 | 0.03788 | 0.069174 | 0.12762 | 0.090557 | 0.24448 | 0.303 | 0.42 | 0.48 | 0.42775 | 0.539 | 0.389
4433 | 0.27879 | 0.14615 | 0.28023 | 0.29662 | 0.33082 | 0.062911 | 0.047445 | 0.069688 | 0.12954 | 0.15485 | 0.2307 | 0.226 | 0.304 | 0.383 | 0.304 | 0.365 | 0.242
4434 | 0.27754 | 0.15629 | 0.27135 | 0.25755 | 0.22376 | 0.046921 | 0.067628 | 0.072126 | 0.12912 | 0.21282 | 0.18462 | 0.176 | 0.191 | 0.263 | 0.18775 | 0.186 | 0.126
4435 | 0.27628 | 0.18696 | 0.21199 | 0.21206 | 0.1479 | 0.051533 | 0.096788 | 0.078848 | 0.11389 | 0.17316 | 0.15201 | 0.105 | 0.091 | 0.145 | 0.09925 | 0.087 | 0.06
4436 | 0.27812 | 0.19938 | 0.17305 | 0.18966 | 0.11779 | 0.096477 | 0.12302 | 0.10014 | 0.12038 | 0.16423 | 0.12066 | 0.04 | 0.022 | 0.048 | 0.0365 | 0.035 | 0.023
4437 | 0.27362 | 0.19902 | 0.23251 | 0.20799 | 0.11785 | 0.17004 | 0.13251 | 0.13642 | 0.14408 | 0.16942 | 0.10045 | 0.003 | 0 | 0.002 | 0.0015 | 0 | 0.001
4438 | 0.27214 | 0.18459 | 0.32517 | 0.24934 | 0.15071 | 0.19912 | 0.12784 | 0.15427 | 0.16113 | 0.18448 | 0.10663 | 0 | 0 | 0 | 0 | 0 | 0
4439 | 0.24876 | 0.15979 | 0.41718 | 0.27509 | 0.15934 | 0.1651 | 0.11659 | 0.15046 | 0.16266 | 0.23083 | 0.10426 | 0 | 0 | 0 | 0 | 0 | 0
4440 | 0.20103 | 0.13309 | 0.46832 | 0.27455 | 0.1543 | 0.12335 | 0.10648 | 0.13889 | 0.15964 | 0.28439 | 0.091941 | 0 | 0 | 0 | 0 | 0 | 0
4441 | 0.15896 | 0.10207 | 0.40992 | 0.23114 | 0.12454 | 0.092 | 0.094214 | 0.12366 | 0.14856 | 0.31019 | 0.068391 | 0 | 0 | 0 | 0 | 0 | 0
4442 | 0.1179 | 0.071688 | 0.31569 | 0.17348 | 0.086849 | 0.073959 | 0.081365 | 0.10969 | 0.13643 | 0.31468 | 0.047389 | 0 | 0 | 0 | 0 | 0 | 0
4443 | 0.082054 | 0.049975 | 0.30633 | 0.14642 | 0.050891 | 0.064618 | 0.07015 | 0.10183 | 0.12571 | 0.30389 | 0.032524 | 0 | 0 | 0 | 0 | 0 | 0
4444 | 0.043377 | 0.040322 | 0.29577 | 0.12038 | 0.021984 | 0.058092 | 0.063757 | 0.097159 | 0.11334 | 0.27764 | 0.020473 | 0 | 0 | 0 | 0 | 0 | 0
4445 | 0.019749 | 0.036499 | 0.23838 | 0.087554 | 0.004532 | 0.054469 | 0.055357 | 0.095099 | 0.10259 | 0.25027 | 0.010535 | 0 | 0.003 | 0 | 0 | 0 | 0
4446 | 0.01328 | 0.02756 | 0.23018 | 0.081311 | 0.000474 | 0.041361 | 0.02819 | 0.081319 | 0.077529 | 0.18257 | 0.004872 | 0.019 | 0.044 | 0.011 | 0.0155 | 0.009 | 0.023
4447 | 0.004734 | 0.01862 | 0.12172 | 0.042542 | 0.001176 | 0.029094 | 0.00815 | 0.051062 | 0.050151 | 0.11638 | 0.004067 | 0.083 | 0.131 | 0.07 | 0.074 | 0.064 | 0.079
4448 | 0.017213 | 0.014905 | 0.1258 | 0.049209 | 0.004609 | 0.026751 | 0.0057 | 0.040241 | 0.040302 | 0.087249 | 0.006968 | 0.181 | 0.249 | 0.161 | 0.1625 | 0.16 | 0.148
4449 | 0.015602 | 0.018801 | 0.22786 | 0.085019 | 0.011595 | 0.015375 | 0.005319 | 0.043409 | 0.035227 | 0.065041 | 0.017084 | 0.289 | 0.37 | 0.264 | 0.26425 | 0.289 | 0.215
4450 | 0.003956 | 0.027832 | 0.34304 | 0.11843 | 0.008299 | 0.015771 | 0.006484 | 0.048372 | 0.048347 | 0.10974 | 0.019503 | 0.331 | 0.466 | 0.357 | 0.3165 | 0.337 | 0.241
4451 | 0.029108 | 0.03098 | 0.37112 | 0.13522 | 0.005422 | 0.02133 | 0.008114 | 0.054674 | 0.056919 | 0.13432 | 0.017358 | 0.288 | 0.529 | 0.44 | 0.34 | 0.341 | 0.291
4452 | 0.091616 | 0.036536 | 0.35559 | 0.15275 | 0.011047 | 0.018154 | 0.008324 | 0.065939 | 0.041988 | 0.061992 | 0.021866 | 0.322 | 0.561 | 0.508 | 0.393 | 0.406 | 0.336
4453 | 0.10756 | 0.051175 | 0.36545 | 0.16652 | 0.026545 | 0.015448 | 0.009613 | 0.090893 | 0.042065 | 0.02471 | 0.037209 | 0.395 | 0.563 | 0.54 | 0.4465 | 0.505 | 0.346
4454 | 0.14211 | 0.074252 | 0.40268 | 0.21157 | 0.089901 | 0.030407 | 0.013538 | 0.13257 | 0.060449 | 0.034483 | 0.044341 | 0.362 | 0.54 | 0.533 | 0.4335 | 0.492 | 0.347
4455 | 0.239 | 0.086361 | 0.4449 | 0.28373 | 0.16729 | 0.07964 | 0.019447 | 0.20872 | 0.1011 | 0.070099 | 0.04595 | 0.312 | 0.486 | 0.485 | 0.37575 | 0.358 | 0.348
4456 | 0.29857 | 0.092567 | 0.48294 | 0.36541 | 0.31473 | 0.31546 | 0.031995 | 0.25673 | 0.22314 | 0.20122 | 0.11916 | 0.252 | 0.402 | 0.41 | 0.29775 | 0.222 | 0.307
4457 | 0.067717 | 0.10275 | 0.50334 | 0.36047 | 0.51036 | 0.49031 | 0.051517 | 0.27765 | 0.35048 | 0.36559 | 0.26837 | 0.224 | 0.299 | 0.325 | 0.259 | 0.301 | 0.186
4458 | 0.10203 | 0.073422 | 0.52216 | 0.36304 | 0.46492 | 0.40463 | 0.067427 | 0.28517 | 0.38425 | 0.49614 | 0.35106 | 0.176 | 0.188 | 0.224 | 0.17925 | 0.214 | 0.103
4459 | 0.14567 | 0.065158 | 0.49898 | 0.33714 | 0.36678 | 0.2712 | 0.083397 | 0.2742 | 0.33107 | 0.52885 | 0.25001 | 0.129 | 0.088 | 0.122 | 0.10625 | 0.107 | 0.067
4460 | 0.22786 | 0.062533 | 0.423 | 0.3217 | 0.31424 | 0.18832 | 0.12307 | 0.23524 | 0.28981 | 0.49545 | 0.24024 | 0.034 | 0.019 | 0.042 | 0.03475 | 0.028 | 0.035
4461 | 0.35567 | 0.13989 | 0.40847 | 0.36137 | 0.31996 | 0.15465 | 0.18027 | 0.20401 | 0.26316 | 0.44199 | 0.25199 | 0.001 | 0 | 0.003 | 0.0015 | 0 | 0.002
4462 | 0.47983 | 0.37227 | 0.43467 | 0.42418 | 0.35805 | 0.17117 | 0.23279 | 0.1838 | 0.25318 | 0.3945 | 0.26323 | 0 | 0 | 0 | 0 | 0 | 0
4463 | 0.54401 | 0.5566 | 0.41282 | 0.45201 | 0.3992 | 0.20605 | 0.23901 | 0.16325 | 0.2253 | 0.26709 | 0.26479 | 0 | 0 | 0 | 0 | 0 | 0
4464 | 0.52175 | 0.61334 | 0.33475 | 0.43276 | 0.44179 | 0.22612 | 0.23215 | 0.13984 | 0.20688 | 0.1794 | 0.28216 | 0 | 0 | 0 | 0 | 0 | 0
4465 | 0.44129 | 0.59418 | 0.22556 | 0.37313 | 0.45253 | 0.22608 | 0.23245 | 0.11696 | 0.19524 | 0.13851 | 0.29943 | 0 | 0 | 0 | 0 | 0 | 0
4466 | 0.36534 | 0.58899 | 0.1185 | 0.29925 | 0.41392 | 0.21148 | 0.24129 | 0.09653 | 0.18405 | 0.13646 | 0.29171 | 0 | 0 | 0 | 0 | 0 | 0
4467 | 0.31055 | 0.60251 | 0.037018 | 0.23095 | 0.34528 | 0.20435 | 0.26796 | 0.079965 | 0.17155 | 0.12997 | 0.27193 | 0 | 0 | 0 | 0 | 0 | 0
4468 | 0.26803 | 0.65419 | 0.002593 | 0.18952 | 0.29794 | 0.20006 | 0.29149 | 0.069248 | 0.16144 | 0.1218 | 0.25466 | 0 | 0 | 0 | 0 | 0 | 0
4469 | 0.22405 | 0.72886 | 0.000418 | 0.1626 | 0.26332 | 0.18796 | 0.2785 | 0.062994 | 0.15048 | 0.11073 | 0.24025 | 0 | 0.002 | 0 | 0.00025 | 0 | 0.001
4470 | 0.17824 | 0.76267 | 0.010329 | 0.13513 | 0.21682 | 0.13911 | 0.23933 | 0.061161 | 0.11568 | 0.061486 | 0.20096 | 0.016 | 0.048 | 0.011 | 0.01725 | 0 | 0.042
4471 | 0.14691 | 0.76198 | 0.034854 | 0.12328 | 0.18809 | 0.08563 | 0.2392 | 0.04625 | 0.085344 | 0.028436 | 0.18106 | 0.084 | 0.141 | 0.085 | 0.08175 | 0.006 | 0.152
4472 | 0.1446 | 0.73386 | 0.033169 | 0.12744 | 0.20455 | 0.088351 | 0.24762 | 0.041128 | 0.08776 | 0.030959 | 0.1906 | 0.212 | 0.268 | 0.208 | 0.2135 | 0.143 | 0.291
4473 | 0.15037 | 0.68447 | 0.034007 | 0.13987 | 0.23524 | 0.10179 | 0.25405 | 0.042472 | 0.099247 | 0.042246 | 0.21048 | 0.363 | 0.402 | 0.349 | 0.36525 | 0.314 | 0.435
4474 | 0.17737 | 0.62959 | 0.038794 | 0.1621 | 0.27014 | 0.13311 | 0.265 | 0.047657 | 0.12169 | 0.067664 | 0.23834 | 0.497 | 0.52 | 0.476 | 0.49875 | 0.469 | 0.553
4475 | 0.19563 | 0.57388 | 0.042937 | 0.1791 | 0.29872 | 0.16213 | 0.27421 | 0.050019 | 0.13611 | 0.074769 | 0.25751 | 0.598 | 0.611 | 0.571 | 0.59675 | 0.589 | 0.629
4476 | 0.19585 | 0.53081 | 0.046301 | 0.18624 | 0.31656 | 0.16402 | 0.27368 | 0.047984 | 0.13515 | 0.06699 | 0.26159 | 0.664 | 0.661 | 0.63 | 0.66025 | 0.671 | 0.676
4477 | 0.174 | 0.51693 | 0.04878 | 0.18202 | 0.3233 | 0.1448 | 0.26268 | 0.043939 | 0.12608 | 0.058288 | 0.25727 | 0.698 | 0.672 | 0.653 | 0.68725 | 0.716 | 0.682
4478 | 0.13516 | 0.50911 | 0.052881 | 0.16464 | 0.30587 | 0.11608 | 0.2403 | 0.039165 | 0.11084 | 0.048244 | 0.23986 | 0.696 | 0.645 | 0.642 | 0.68075 | 0.725 | 0.66
4479 | 0.094938 | 0.49206 | 0.055526 | 0.14064 | 0.27146 | 0.086238 | 0.20977 | 0.034243 | 0.092137 | 0.037218 | 0.21085 | 0.656 | 0.583 | 0.594 | 0.63775 | 0.697 | 0.604
4480 | 0.060253 | 0.45147 | 0.060445 | 0.11478 | 0.22365 | 0.058871 | 0.17479 | 0.029971 | 0.072528 | 0.026595 | 0.17467 | 0.584 | 0.49 | 0.513 | 0.562 | 0.633 | 0.518
4481 | 0.035395 | 0.39048 | 0.053931 | 0.086452 | 0.17003 | 0.037626 | 0.14238 | 0.028487 | 0.054471 | 0.018777 | 0.13299 | 0.475 | 0.369 | 0.403 | 0.451 | 0.531 | 0.395
4482 | 0.022802 | 0.3341 | 0.04107 | 0.062783 | 0.12448 | 0.024117 | 0.11051 | 0.028039 | 0.040247 | 0.012114 | 0.096718 | 0.343 | 0.236 | 0.277 | 0.316 | 0.391 | 0.253
4483 | 0.010476 | 0.27699 | 0.035712 | 0.043022 | 0.082878 | 0.01406 | 0.074477 | 0.029119 | 0.02894 | 0.006337 | 0.066244 | 0.205 | 0.113 | 0.151 | 0.1765 | 0.231 | 0.119
4484 | 0.003806 | 0.23199 | 0.042937 | 0.028666 | 0.039255 | 0.007163 | 0.045782 | 0.036679 | 0.020268 | 0.000255 | 0.036977 | 0.077 | 0.027 | 0.05 | 0.059 | 0.078 | 0.031
4485 | 0.000563 | 0.1796 | 0.099452 | 0.037553 | 0.012644 | 0.004763 | 0.031082 | 0.058442 | 0.020035 | 7e-06 | 0.016927 | 0.005 | 0 | 0.003 | 0.0025 | 0.001 | 0.001
4486 | 0.000419 | 0.14511 | 0.20537 | 0.069382 | 0.002353 | 0.028801 | 0.020214 | 0.091782 | 0.036884 | 0.019902 | 0.007052 | 0 | 0 | 0 | 0 | 0 | 0
4487 | 0.003473 | 0.12729 | 0.28925 | 0.09926 | 0.005056 | 0.080524 | 0.016713 | 0.12147 | 0.071775 | 0.077942 | 0.007164 | 0 | 0 | 0 | 0 | 0 | 0
4488 | 0.012344 | 0.11188 | 0.32926 | 0.12098 | 0.021336 | 0.14053 | 0.018808 | 0.14039 | 0.11459 | 0.15459 | 0.022874 | 0 | 0 | 0 | 0 | 0 | 0
4489 | 0.024048 | 0.10294 | 0.313 | 0.13362 | 0.063818 | 0.19731 | 0.023129 | 0.15177 | 0.15523 | 0.21791 | 0.05393 | 0 | 0 | 0 | 0 | 0 | 0
4490 | 0.036641 | 0.094144 | 0.22441 | 0.12563 | 0.11585 | 0.23706 | 0.029766 | 0.15325 | 0.18303 | 0.25156 | 0.090224 | 0 | 0 | 0 | 0 | 0 | 0
4491 | 0.054631 | 0.097858 | 0.14474 | 0.1197 | 0.15974 | 0.26748 | 0.039547 | 0.14677 | 0.19961 | 0.25677 | 0.1274 | 0 | 0 | 0 | 0 | 0 | 0
4492 | 0.073634 | 0.11846 | 0.10761 | 0.13024 | 0.20949 | 0.2938 | 0.054423 | 0.13921 | 0.21107 | 0.24589 | 0.16538 | 0 | 0 | 0 | 0 | 0 | 0
4493 | 0.080337 | 0.14434 | 0.11533 | 0.14532 | 0.24028 | 0.31646 | 0.072137 | 0.13731 | 0.22319 | 0.24716 | 0.19185 | 0 | 0.004 | 0 | 0.00025 | 0 | 0.001
4494 | 0.069206 | 0.16406 | 0.16619 | 0.15183 | 0.22008 | 0.29405 | 0.064039 | 0.13637 | 0.21334 | 0.24794 | 0.17498 | 0.017 | 0.056 | 0.01 | 0.017 | 0 | 0.041
4495 | 0.0527 | 0.17156 | 0.21871 | 0.13878 | 0.14492 | 0.19061 | 0.031234 | 0.10459 | 0.14007 | 0.16057 | 0.10451 | 0.087 | 0.158 | 0.076 | 0.08775 | 0.043 | 0.145
4496 | 0.044116 | 0.17006 | 0.28796 | 0.13846 | 0.083297 | 0.11459 | 0.028189 | 0.075307 | 0.084921 | 0.088737 | 0.061054 | 0.163 | 0.28 | 0.186 | 0.1945 | 0.159 | 0.27
4497 | 0.054144 | 0.17177 | 0.43029 | 0.18268 | 0.063614 | 0.10191 | 0.039114 | 0.088925 | 0.089386 | 0.094685 | 0.072026 | 0.209 | 0.396 | 0.308 | 0.28775 | 0.258 | 0.376
4498 | 0.068692 | 0.17729 | 0.53653 | 0.22795 | 0.07861 | 0.11263 | 0.041577 | 0.13595 | 0.11645 | 0.11684 | 0.10038 | 0.273 | 0.479 | 0.414 | 0.365 | 0.361 | 0.412
4499 | 0.11457 | 0.18104 | 0.62747 | 0.28024 | 0.098681 | 0.14701 | 0.045584 | 0.18527 | 0.15263 | 0.17093 | 0.10732 | 0.353 | 0.53 | 0.48 | 0.43425 | 0.482 | 0.422
4500 | 0.21577 | 0.17578 | 0.71039 | 0.34504 | 0.10896 | 0.20119 | 0.05661 | 0.23014 | 0.1974 | 0.23715 | 0.12111 | 0.43 | 0.549 | 0.524 | 0.4905 | 0.558 | 0.45
4501 | 0.29917 | 0.17004 | 0.76853 | 0.39928 | 0.13014 | 0.24651 | 0.07292 | 0.27892 | 0.24212 | 0.29966 | 0.14339 | 0.483 | 0.54 | 0.54 | 0.52075 | 0.624 | 0.436
4502 | 0.42176 | 0.16031 | 0.79751 | 0.4698 | 0.19012 | 0.27146 | 0.087665 | 0.32917 | 0.2791 | 0.34793 | 0.16783 | 0.462 | 0.504 | 0.532 | 0.48525 | 0.589 | 0.358
4503 | 0.5482 | 0.12878 | 0.80757 | 0.54575 | 0.28148 | 0.31418 | 0.09635 | 0.37039 | 0.32752 | 0.42097 | 0.20454 | 0.365 | 0.435 | 0.497 | 0.36925 | 0.325 | 0.29
4504 | 0.64013 | 0.10839 | 0.80592 | 0.62649 | 0.43343 | 0.36756 | 0.097504 | 0.39771 | 0.35242 | 0.36645 | 0.27795 | 0.311 | 0.332 | 0.438 | 0.2945 | 0.146 | 0.283
4505 | 0.72042 | 0.11726 | 0.80426 | 0.70617 | 0.59383 | 0.42623 | 0.087598 | 0.42832 | 0.36944 | 0.24248 | 0.38072 | 0.302 | 0.221 | 0.35 | 0.25775 | 0.091 | 0.288
4506 | 0.72875 | 0.1583 | 0.82416 | 0.75212 | 0.70345 | 0.46844 | 0.077536 | 0.45679 | 0.39612 | 0.19623 | 0.46301 | 0.269 | 0.132 | 0.25 | 0.2105 | 0.1 | 0.223
4507 | 0.72462 | 0.20744 | 0.82643 | 0.75979 | 0.72833 | 0.44585 | 0.076976 | 0.46586 | 0.41038 | 0.22211 | 0.50769 | 0.17 | 0.064 | 0.139 | 0.134 | 0.108 | 0.119
4508 | 0.73911 | 0.25279 | 0.79579 | 0.74735 | 0.70716 | 0.40995 | 0.097309 | 0.43778 | 0.38748 | 0.20971 | 0.49249 | 0.052 | 0.016 | 0.046 | 0.04775 | 0.055 | 0.038
4509 | 0.74224 | 0.32245 | 0.75186 | 0.72433 | 0.67888 | 0.42031 | 0.13564 | 0.41534 | 0.38027 | 0.21348 | 0.47195 | 0.002 | 0 | 0.002 | 0.0015 | 0.001 | 0.001
4510 | 0.69788 | 0.38348 | 0.73854 | 0.68027 | 0.60439 | 0.45159 | 0.15939 | 0.40556 | 0.39043 | 0.25519 | 0.44939 | 0 | 0 | 0 | 0 | 0 | 0
4511 | 0.63621 | 0.39915 | 0.72688 | 0.63646 | 0.5463 | 0.47169 | 0.17946 | 0.39593 | 0.4085 | 0.32369 | 0.44267 | 0 | 0 | 0 | 0 | 0 | 0
4512 | 0.60559 | 0.42523 | 0.74372 | 0.62293 | 0.51949 | 0.48619 | 0.18757 | 0.39299 | 0.43704 | 0.43486 | 0.4341 | 0 | 0 | 0 | 0 | 0 | 0
4513 | 0.6384 | 0.41751 | 0.7258 | 0.62904 | 0.52293 | 0.48821 | 0.20056 | 0.3788 | 0.43154 | 0.44689 | 0.41224 | 0 | 0 | 0 | 0 | 0 | 0
4514 | 0.67229 | 0.41619 | 0.71596 | 0.64743 | 0.55406 | 0.47816 | 0.22243 | 0.37002 | 0.41767 | 0.41129 | 0.4112 | 0 | 0 | 0 | 0 | 0 | 0
4515 | 0.66897 | 0.42698 | 0.70475 | 0.65428 | 0.58912 | 0.45912 | 0.24252 | 0.36581 | 0.41282 | 0.41035 | 0.416 | 0 | 0 | 0 | 0 | 0 | 0
4516 | 0.65798 | 0.4412 | 0.69206 | 0.65477 | 0.61426 | 0.42408 | 0.25859 | 0.36886 | 0.41122 | 0.44303 | 0.40892 | 0 | 0 | 0 | 0 | 0 | 0
4517 | 0.6436 | 0.48844 | 0.67901 | 0.6399 | 0.5971 | 0.39466 | 0.2474 | 0.35545 | 0.3888 | 0.42079 | 0.38428 | 0 | 0.003 | 0 | 0 | 0 | 0
4518 | 0.65475 | 0.55953 | 0.64811 | 0.6154 | 0.54335 | 0.38548 | 0.23471 | 0.33299 | 0.36101 | 0.38535 | 0.34022 | 0.015 | 0.042 | 0.01 | 0.01575 | 0 | 0.038
4519 | 0.67752 | 0.6343 | 0.58026 | 0.60665 | 0.56218 | 0.46328 | 0.29657 | 0.34908 | 0.42378 | 0.48462 | 0.39814 | 0.081 | 0.129 | 0.079 | 0.0765 | 0.019 | 0.127
4520 | 0.7046 | 0.69634 | 0.48878 | 0.60315 | 0.61605 | 0.62981 | 0.37296 | 0.45552 | 0.5421 | 0.57442 | 0.50866 | 0.202 | 0.25 | 0.195 | 0.19575 | 0.149 | 0.237
4521 | 0.7024 | 0.75405 | 0.51205 | 0.61982 | 0.64501 | 0.69468 | 0.44178 | 0.50511 | 0.60605 | 0.65839 | 0.56603 | 0.348 | 0.373 | 0.334 | 0.33725 | 0.307 | 0.36
4522 | 0.68345 | 0.79917 | 0.60216 | 0.65233 | 0.67139 | 0.73345 | 0.51189 | 0.52478 | 0.65087 | 0.73774 | 0.6075 | 0.467 | 0.481 | 0.452 | 0.4625 | 0.452 | 0.479
4523 | 0.67626 | 0.82019 | 0.66191 | 0.67003 | 0.67192 | 0.75971 | 0.5702 | 0.54729 | 0.67633 | 0.77856 | 0.61975 | 0.559 | 0.557 | 0.545 | 0.548 | 0.568 | 0.52
4524 | 0.6465 | 0.83518 | 0.69902 | 0.66755 | 0.65714 | 0.77404 | 0.61354 | 0.56753 | 0.69032 | 0.79577 | 0.62393 | 0.617 | 0.596 | 0.6 | 0.59875 | 0.647 | 0.531
4525 | 0.58781 | 0.85135 | 0.72363 | 0.64997 | 0.63846 | 0.77932 | 0.64299 | 0.58128 | 0.6984 | 0.81038 | 0.62261 | 0.648 | 0.594 | 0.625 | 0.6165 | 0.609 | 0.584
4526 | 0.52582 | 0.86417 | 0.74372 | 0.62554 | 0.60708 | 0.77059 | 0.6632 | 0.58634 | 0.69584 | 0.81449 | 0.61195 | 0.616 | 0.564 | 0.612 | 0.6115 | 0.634 | 0.584
4527 | 0.47769 | 0.86985 | 0.73958 | 0.59118 | 0.55629 | 0.75242 | 0.6707 | 0.58459 | 0.6842 | 0.81127 | 0.58854 | 0.557 | 0.51 | 0.569 | 0.563 | 0.575 | 0.551
4528 | 0.43823 | 0.86384 | 0.73749 | 0.55599 | 0.49226 | 0.717 | 0.66937 | 0.57363 | 0.66232 | 0.80471 | 0.55393 | 0.497 | 0.43 | 0.497 | 0.49625 | 0.521 | 0.47
4529 | 0.41443 | 0.84005 | 0.71039 | 0.51755 | 0.42783 | 0.6733 | 0.65227 | 0.5576 | 0.63122 | 0.78293 | 0.51106 | 0.39 | 0.323 | 0.387 | 0.3815 | 0.387 | 0.362
4530 | 0.36421 | 0.80953 | 0.66808 | 0.46643 | 0.36701 | 0.61318 | 0.60429 | 0.53491 | 0.588 | 0.74653 | 0.45739 | 0.277 | 0.201 | 0.262 | 0.26625 | 0.298 | 0.228
4531 | 0.31626 | 0.77453 | 0.62352 | 0.41649 | 0.30967 | 0.50377 | 0.50761 | 0.49168 | 0.50875 | 0.66654 | 0.373 | 0.155 | 0.095 | 0.14 | 0.1435 | 0.173 | 0.106
4532 | 0.26014 | 0.74384 | 0.51783 | 0.358 | 0.29601 | 0.38171 | 0.38912 | 0.40733 | 0.38743 | 0.46171 | 0.29897 | 0.053 | 0.023 | 0.044 | 0.04475 | 0.049 | 0.033
4533 | 0.25448 | 0.73795 | 0.48878 | 0.36334 | 0.34675 | 0.36958 | 0.33629 | 0.35625 | 0.34399 | 0.37815 | 0.27199 | 0.002 | 0 | 0.002 | 0.001 | 0 | 0
4534 | 0.28789 | 0.75465 | 0.52072 | 0.40283 | 0.39986 | 0.3568 | 0.31884 | 0.34018 | 0.34242 | 0.40259 | 0.27011 | 0 | 0 | 0 | 0 | 0 | 0
4535 | 0.28913 | 0.77907 | 0.50334 | 0.41171 | 0.44267 | 0.33091 | 0.31422 | 0.32319 | 0.33444 | 0.39022 | 0.29343 | 0 | 0 | 0 | 0 | 0 | 0
4536 | 0.25459 | 0.78673 | 0.48878 | 0.41513 | 0.50202 | 0.28696 | 0.31831 | 0.30724 | 0.32546 | 0.36989 | 0.33777 | 0 | 0 | 0 | 0 | 0 | 0
4537 | 0.2019 | 0.78757 | 0.48148 | 0.40466 | 0.53059 | 0.2678 | 0.31453 | 0.29225 | 0.3265 | 0.38313 | 0.36281 | 0 | 0 | 0 | 0 | 0 | 0
4538 | 0.16533 | 0.79094 | 0.44051 | 0.38508 | 0.54939 | 0.25798 | 0.30735 | 0.2734 | 0.32413 | 0.3943 | 0.37084 | 0 | 0 | 0 | 0 | 0 | 0
4539 | 0.14314 | 0.79786 | 0.36404 | 0.35693 | 0.56361 | 0.22482 | 0.30051 | 0.2529 | 0.30344 | 0.36183 | 0.3742 | 0 | 0 | 0 | 0 | 0 | 0
4540 | 0.12209 | 0.80824 | 0.30766 | 0.33065 | 0.5622 | 0.18968 | 0.3054 | 0.23645 | 0.2828 | 0.33209 | 0.37296 | 0 | 0 | 0 | 0 | 0 | 0
4541 | 0.11614 | 0.82452 | 0.26883 | 0.30713 | 0.53642 | 0.1424 | 0.29231 | 0.21612 | 0.24596 | 0.27176 | 0.35355 | 0 | 0.004 | 0 | 0.00025 | 0 | 0.001
4542 | 0.13233 | 0.84796 | 0.24313 | 0.2891 | 0.49185 | 0.099991 | 0.27884 | 0.18381 | 0.20114 | 0.20084 | 0.31994 | 0.015 | 0.05 | 0.01 | 0.01925 | 0.01 | 0.042
4543 | 0.14573 | 0.86257 | 0.14474 | 0.25034 | 0.46057 | 0.070968 | 0.35961 | 0.14433 | 0.17239 | 0.16264 | 0.31161 | 0.082 | 0.144 | 0.082 | 0.09325 | 0.063 | 0.146
4544 | 0.14456 | 0.86316 | 0.15572 | 0.24976 | 0.449 | 0.084 | 0.46055 | 0.16068 | 0.17623 | 0.11576 | 0.34447 | 0.203 | 0.267 | 0.207 | 0.2105 | 0.154 | 0.278
4545 | 0.13092 | 0.85824 | 0.13166 | 0.22353 | 0.40803 | 0.10574 | 0.51016 | 0.16222 | 0.17848 | 0.11219 | 0.33378 | 0.352 | 0.38 | 0.349 | 0.3565 | 0.305 | 0.42
4546 | 0.11736 | 0.85375 | 0.093042 | 0.19307 | 0.36882 | 0.13158 | 0.54607 | 0.1684 | 0.18852 | 0.13581 | 0.31827 | 0.459 | 0.487 | 0.484 | 0.47925 | 0.452 | 0.522
4547 | 0.10002 | 0.85192 | 0.06557 | 0.1694 | 0.34262 | 0.14128 | 0.56843 | 0.16656 | 0.19236 | 0.15304 | 0.30856 | 0.509 | 0.56 | 0.594 | 0.55675 | 0.553 | 0.571
4548 | 0.089401 | 0.85033 | 0.049284 | 0.16033 | 0.34232 | 0.14213 | 0.58726 | 0.16027 | 0.19665 | 0.16892 | 0.31528 | 0.588 | 0.605 | 0.663 | 0.62475 | 0.621 | 0.627
4549 | 0.082939 | 0.84922 | 0.04107 | 0.16196 | 0.36187 | 0.14805 | 0.60683 | 0.15752 | 0.20482 | 0.18407 | 0.32966 | 0.626 | 0.62 | 0.695 | 0.6635 | 0.671 | 0.662
4550 | 0.067941 | 0.84831 | 0.038794 | 0.16178 | 0.37859 | 0.15261 | 0.62247 | 0.1573 | 0.21621 | 0.2093 | 0.34562 | 0.644 | 0.599 | 0.683 | 0.6695 | 0.694 | 0.657
4551 | 0.051672 | 0.84165 | 0.042937 | 0.15837 | 0.38049 | 0.15309 | 0.63178 | 0.15562 | 0.222 | 0.22387 | 0.35544 | 0.618 | 0.547 | 0.637 | 0.63375 | 0.668 | 0.612
4552 | 0.035466 | 0.83603 | 0.05184 | 0.15215 | 0.36916 | 0.15226 | 0.63294 | 0.15174 | 0.22111 | 0.2277 | 0.35274 | 0.565 | 0.461 | 0.556 | 0.555 | 0.574 | 0.525
4553 | 0.015767 | 0.82244 | 0.066738 | 0.13704 | 0.32862 | 0.14474 | 0.62677 | 0.14742 | 0.21223 | 0.22587 | 0.33088 | 0.475 | 0.347 | 0.444 | 0.45075 | 0.481 | 0.403
4554 | 0.003526 | 0.79851 | 0.09165 | 0.12258 | 0.27256 | 0.12733 | 0.60748 | 0.14438 | 0.19464 | 0.21402 | 0.29282 | 0.35 | 0.221 | 0.307 | 0.318 | 0.354 | 0.261
4555 | 0.00063 | 0.78309 | 0.13336 | 0.1171 | 0.21731 | 0.10838 | 0.55911 | 0.14099 | 0.17191 | 0.18767 | 0.2506 | 0.204 | 0.106 | 0.166 | 0.16775 | 0.177 | 0.124
4556 | 1e-06 | 0.767 | 0.20319 | 0.12266 | 0.16478 | 0.093759 | 0.47497 | 0.14307 | 0.15027 | 0.15798 | 0.20629 | 0.076 | 0.024 | 0.054 | 0.05175 | 0.045 | 0.032
4557 | 0 | 0.74005 | 0.34165 | 0.15561 | 0.12519 | 0.10476 | 0.40576 | 0.18054 | 0.16083 | 0.18358 | 0.17443 | 0.004 | 0 | 0.003 | 0.00225 | 0.001 | 0.001
4558 | 0.006264 | 0.70695 | 0.51205 | 0.20243 | 0.088986 | 0.10523 | 0.36655 | 0.21519 | 0.17208 | 0.22063 | 0.14726 | 0 | 0 | 0 | 0 | 0 | 0
4559 | 0.025751 | 0.70374 | 0.61292 | 0.23487 | 0.065952 | 0.085364 | 0.34627 | 0.22908 | 0.16476 | 0.21744 | 0.12714 | 0 | 0 | 0 | 0 | 0 | 0
4560 | 0.046903 | 0.70062 | 0.64556 | 0.25018 | 0.058084 | 0.063903 | 0.33369 | 0.22989 | 0.14959 | 0.18466 | 0.1199 | 0 | 0 | 0 | 0 | 0 | 0
4561 | 0.071134 | 0.67557 | 0.63399 | 0.25106 | 0.048058 | 0.052441 | 0.32636 | 0.22609 | 0.13348 | 0.14791 | 0.10747 | 0 | 0 | 0 | 0 | 0 | 0
4562 | 0.1012 | 0.6663 | 0.61824 | 0.25647 | 0.049976 | 0.051294 | 0.31269 | 0.22506 | 0.12374 | 0.12121 | 0.097391 | 0 | 0 | 0 | 0 | 0 | 0
4563 | 0.12842 | 0.68122 | 0.61558 | 0.27221 | 0.072629 | 0.057885 | 0.30247 | 0.22782 | 0.12292 | 0.097948 | 0.10802 | 0 | 0 | 0 | 0 | 0 | 0
4564 | 0.15133 | 0.67537 | 0.61558 | 0.28779 | 0.096461 | 0.068061 | 0.30961 | 0.23195 | 0.1204 | 0.064267 | 0.11732 | 0 | 0 | 0 | 0 | 0 | 0
4565 | 0.16762 | 0.6533 | 0.61824 | 0.30002 | 0.11421 | 0.086807 | 0.30013 | 0.23377 | 0.12117 | 0.045682 | 0.11843 | 0 | 0.003 | 0 | 0.00025 | 0 | 0.001
4566 | 0.1649 | 0.59898 | 0.60487 | 0.30047 | 0.13163 | 0.10864 | 0.27605 | 0.21553 | 0.118 | 0.03832 | 0.10952 | 0.015 | 0.054 | 0.014 | 0.0155 | 0 | 0.033
4567 | 0.1538 | 0.53141 | 0.46979 | 0.25556 | 0.1431 | 0.066949 | 0.32603 | 0.12748 | 0.076443 | 0.024014 | 0.087326 | 0.083 | 0.156 | 0.094 | 0.0815 | 0.011 | 0.138
4568 | 0.13878 | 0.45311 | 0.30899 | 0.20308 | 0.16146 | 0.03399 | 0.37413 | 0.089811 | 0.053375 | 0.011827 | 0.077871 | 0.203 | 0.286 | 0.224 | 0.213 | 0.144 | 0.281
4569 | 0.12747 | 0.3728 | 0.29839 | 0.19994 | 0.17395 | 0.027719 | 0.37467 | 0.12619 | 0.058877 | 0.009353 | 0.072244 | 0.361 | 0.427 | 0.37 | 0.367 | 0.308 | 0.429
4570 | 0.11263 | 0.29888 | 0.65442 | 0.31719 | 0.18451 | 0.030126 | 0.36249 | 0.14883 | 0.064629 | 0.010792 | 0.068765 | 0.502 | 0.546 | 0.5 | 0.50375 | 0.466 | 0.547
4571 | 0.084169 | 0.24622 | 0.64556 | 0.30491 | 0.185 | 0.028912 | 0.34886 | 0.14773 | 0.06361 | 0.011012 | 0.066785 | 0.606 | 0.628 | 0.598 | 0.60275 | 0.595 | 0.612
4572 | 0.053995 | 0.21172 | 0.62747 | 0.28572 | 0.1757 | 0.024064 | 0.33353 | 0.14655 | 0.0606 | 0.008382 | 0.063404 | 0.675 | 0.672 | 0.66 | 0.66875 | 0.68 | 0.66
4573 | 0.032527 | 0.18673 | 0.58164 | 0.25816 | 0.16032 | 0.020252 | 0.32051 | 0.14312 | 0.057722 | 0.006966 | 0.060548 | 0.708 | 0.688 | 0.685 | 0.70025 | 0.725 | 0.683
4574 | 0.021511 | 0.17028 | 0.47564 | 0.21021 | 0.13347 | 0.019226 | 0.30813 | 0.13611 | 0.055338 | 0.007554 | 0.058463 | 0.705 | 0.661 | 0.674 | 0.69425 | 0.734 | 0.664
4575 | 0.019023 | 0.15293 | 0.32381 | 0.14507 | 0.092373 | 0.022123 | 0.29267 | 0.12749 | 0.05293 | 0.008954 | 0.053148 | 0.669 | 0.599 | 0.628 | 0.65275 | 0.706 | 0.608
4576 | 0.018532 | 0.13294 | 0.18623 | 0.085196 | 0.050824 | 0.027896 | 0.27225 | 0.11994 | 0.051132 | 0.011847 | 0.044848 | 0.597 | 0.501 | 0.547 | 0.5755 | 0.642 | 0.516
4577 | 0.025324 | 0.10919 | 0.10761 | 0.05056 | 0.018746 | 0.03557 | 0.24549 | 0.11607 | 0.050814 | 0.016794 | 0.034819 | 0.492 | 0.375 | 0.436 | 0.466 | 0.541 | 0.395
4578 | 0.036664 | 0.087565 | 0.055526 | 0.031878 | 0.003445 | 0.043197 | 0.20766 | 0.11338 | 0.051537 | 0.024703 | 0.024866 | 0.358 | 0.24 | 0.3 | 0.32925 | 0.405 | 0.254
4579 | 0.057861 | 0.072868 | 0.033169 | 0.030348 | 1.3e-05 | 0.055529 | 0.15493 | 0.11492 | 0.056815 | 0.037471 | 0.019344 | 0.213 | 0.116 | 0.163 | 0.184 | 0.241 | 0.119
4580 | 0.09483 | 0.063548 | 0.10238 | 0.066341 | 0.001816 | 0.087189 | 0.098995 | 0.13604 | 0.077745 | 0.066841 | 0.020912 | 0.081 | 0.03 | 0.053 | 0.06075 | 0.08 | 0.029
4581 | 0.15035 | 0.052107 | 0.46979 | 0.2172 | 0.031455 | 0.17669 | 0.072951 | 0.196 | 0.13924 | 0.1419 | 0.042362 | 0.005 | 0.001 | 0.003 | 0.0025 | 0.001 | 0.001
4582 | 0.20632 | 0.043233 | 0.7258 | 0.34711 | 0.10922 | 0.29825 | 0.059736 | 0.24895 | 0.22212 | 0.25187 | 0.089413 | 0 | 0 | 0 | 0 | 0 | 0
4583 | 0.22637 | 0.040797 | 0.72363 | 0.38207 | 0.19621 | 0.34913 | 0.056815 | 0.27499 | 0.26929 | 0.32559 | 0.12744 | 0 | 0 | 0 | 0 | 0 | 0
4584 | 0.2486 | 0.041259 | 0.67418 | 0.38629 | 0.23608 | 0.32996 | 0.058997 | 0.28808 | 0.2711 | 0.32546 | 0.14089 | 0 | 0 | 0 | 0 | 0 | 0
4585 | 0.28149 | 0.045009 | 0.67297 | 0.39923 | 0.24323 | 0.2978 | 0.061456 | 0.29983 | 0.2583 | 0.28958 | 0.14599 | 0 | 0 | 0 | 0 | 0 | 0
4586 | 0.32071 | 0.053898 | 0.63916 | 0.39963 | 0.23903 | 0.27397 | 0.064479 | 0.30395 | 0.24486 | 0.25183 | 0.1497 | 0 | 0 | 0 | 0 | 0 | 0
4587 | 0.286 | 0.0627 | 0.64301 | 0.38588 | 0.22863 | 0.25139 | 0.068301 | 0.29498 | 0.22817 | 0.2219 | 0.14439 | 0 | 0 | 0 | 0 | 0 | 0
4588 | 0.21909 | 0.064815 | 0.62089 | 0.35067 | 0.21202 | 0.22888 | 0.070802 | 0.27818 | 0.20726 | 0.18817 | 0.1338 | 0 | 0 | 0 | 0 | 0 | 0
4589 | 0.17622 | 0.059631 | 0.59265 | 0.31878 | 0.18747 | 0.22082 | 0.06686 | 0.25706 | 0.19292 | 0.17085 | 0.12294 | 0 | 0.005 | 0 | 0 | 0 | 0
4590 | 0.13742 | 0.048166 | 0.55362 | 0.28073 | 0.15114 | 0.21629 | 0.039647 | 0.23657 | 0.17347 | 0.13606 | 0.10496 | 0.015 | 0.054 | 0.012 | 0.01225 | 0 | 0.022
4591 | 0.10993 | 0.03957 | 0.37967 | 0.1953 | 0.096296 | 0.15492 | 0.014633 | 0.18265 | 0.12145 | 0.076463 | 0.071768 | 0.079 | 0.152 | 0.083 | 0.073 | 0.025 | 0.105
4592 | 0.098475 | 0.041569 | 0.3969 | 0.18347 | 0.055036 | 0.071394 | 0.010651 | 0.16696 | 0.078755 | 0.026939 | 0.049725 | 0.196 | 0.272 | 0.204 | 0.1955 | 0.14 | 0.242
4593 | 0.086783 | 0.061063 | 0.29577 | 0.14023 | 0.038133 | 0.035356 | 0.013848 | 0.1808 | 0.068616 | 0.01313 | 0.045176 | 0.344 | 0.383 | 0.348 | 0.33625 | 0.291 | 0.362
4594 | 0.06791 | 0.099302 | 0.22902 | 0.11026 | 0.033857 | 0.036169 | 0.016644 | 0.20451 | 0.079178 | 0.019261 | 0.056772 | 0.474 | 0.475 | 0.48 | 0.469 | 0.446 | 0.476
4595 | 0.052484 | 0.12252 | 0.23485 | 0.10501 | 0.027688 | 0.052167 | 0.018431 | 0.23755 | 0.10478 | 0.070348 | 0.059054 | 0.57 | 0.537 | 0.576 | 0.56725 | 0.535 | 0.588
4596 | 0.058742 | 0.1252 | 0.2828 | 0.12105 | 0.021618 | 0.076539 | 0.018624 | 0.26858 | 0.13372 | 0.13532 | 0.054461 | 0.631 | 0.562 | 0.638 | 0.632 | 0.609 | 0.65
4597 | 0.085871 | 0.12388 | 0.34304 | 0.14942 | 0.019362 | 0.12215 | 0.020361 | 0.29074 | 0.17073 | 0.2161 | 0.053935 | 0.65 | 0.563 | 0.665 | 0.6625 | 0.66 | 0.675
4598 | 0.13061 | 0.1102 | 0.42009 | 0.19365 | 0.030251 | 0.19193 | 0.024149 | 0.30171 | 0.20974 | 0.28342 | 0.061896 | 0.642 | 0.542 | 0.658 | 0.6495 | 0.648 | 0.65
4599 | 0.15112 | 0.0951 | 0.46686 | 0.2305 | 0.073531 | 0.26873 | 0.028393 | 0.2991 | 0.24289 | 0.32234 | 0.081385 | 0.617 | 0.5 | 0.616 | 0.60975 | 0.617 | 0.589
4600 | 0.13169 | 0.074692 | 0.4654 | 0.24409 | 0.13517 | 0.32171 | 0.032195 | 0.28829 | 0.26499 | 0.34464 | 0.10533 | 0.558 | 0.432 | 0.538 | 0.54275 | 0.58 | 0.495
4601 | 0.12694 | 0.05992 | 0.43029 | 0.24171 | 0.16792 | 0.33367 | 0.035086 | 0.27586 | 0.27203 | 0.35396 | 0.12465 | 0.456 | 0.332 | 0.425 | 0.4355 | 0.49 | 0.371
4602 | 0.15619 | 0.059051 | 0.38683 | 0.22952 | 0.14555 | 0.31037 | 0.036435 | 0.25951 | 0.26299 | 0.3503 | 0.13177 | 0.324 | 0.213 | 0.291 | 0.298 | 0.345 | 0.232
4603 | 0.24773 | 0.065244 | 0.36828 | 0.24136 | 0.10806 | 0.258 | 0.035738 | 0.24247 | 0.24206 | 0.34084 | 0.12692 | 0.183 | 0.1 | 0.155 | 0.159 | 0.195 | 0.103
4604 | 0.37685 | 0.070855 | 0.38827 | 0.28123 | 0.07859 | 0.20744 | 0.043706 | 0.22628 | 0.20944 | 0.28874 | 0.11529 | 0.067 | 0.024 | 0.049 | 0.05225 | 0.063 | 0.03
4605 | 0.48948 | 0.06993 | 0.45661 | 0.33762 | 0.066769 | 0.21903 | 0.068511 | 0.2453 | 0.2173 | 0.28702 | 0.11783 | 0.003 | 0 | 0.003 | 0.00175 | 0 | 0.001
4606 | 0.5125 | 0.07209 | 0.51928 | 0.36832 | 0.073182 | 0.23964 | 0.087165 | 0.26336 | 0.23011 | 0.29017 | 0.12728 | 0 | 0 | 0 | 0 | 0 | 0
4607 | 0.46873 | 0.068626 | 0.52216 | 0.36317 | 0.098604 | 0.22736 | 0.092368 | 0.24332 | 0.21471 | 0.25672 | 0.13144 | 0 | 0 | 0 | 0 | 0 | 0
4608 | 0.41519 | 0.063432 | 0.5077 | 0.35229 | 0.13397 | 0.20772 | 0.089326 | 0.21577 | 0.19377 | 0.21928 | 0.1323 | 0 | 0 | 0 | 0 | 0 | 0
4609 | 0.34424 | 0.059082 | 0.5135 | 0.34029 | 0.16315 | 0.19044 | 0.0838 | 0.19107 | 0.17347 | 0.18135 | 0.13102 | 0 | 0 | 0 | 0 | 0 | 0
4610 | 0.27817 | 0.068189 | 0.5135 | 0.32518 | 0.18387 | 0.17906 | 0.078252 | 0.16769 | 0.15371 | 0.13821 | 0.12991 | 0 | 0 | 0 | 0 | 0 | 0
4611 | 0.23714 | 0.087739 | 0.41137 | 0.28814 | 0.21591 | 0.17131 | 0.075333 | 0.14524 | 0.13696 | 0.098322 | 0.13295 | 0 | 0 | 0 | 0 | 0 | 0
4612 | 0.17731 | 0.099614 | 0.36828 | 0.26488 | 0.24905 | 0.16658 | 0.075988 | 0.12702 | 0.12434 | 0.071372 | 0.1324 | 0 | 0 | 0 | 0 | 0 | 0
4613 | 0.13133 | 0.096861 | 0.29839 | 0.22046 | 0.23165 | 0.15986 | 0.077546 | 0.11883 | 0.11783 | 0.068421 | 0.1242 | 0 | 0.002 | 0 | 0 | 0 | 0
4614 | 0.12081 | 0.089841 | 0.20428 | 0.1669 | 0.17562 | 0.14329 | 0.056741 | 0.11049 | 0.10632 | 0.063383 | 0.10811 | 0.018 | 0.043 | 0.011 | 0.01275 | 0.009 | 0.013
4615 | 0.13067 | 0.076601 | 0.14563 | 0.13312 | 0.12307 | 0.11582 | 0.032413 | 0.084891 | 0.091603 | 0.081631 | 0.084074 | 0.088 | 0.124 | 0.078 | 0.071 | 0.054 | 0.064
4616 | 0.17474 | 0.055039 | 0.092345 | 0.12548 | 0.10936 | 0.1143 | 0.043375 | 0.086674 | 0.10063 | 0.1245 | 0.077031 | 0.156 | 0.226 | 0.184 | 0.16375 | 0.164 | 0.151
4617 | 0.23439 | 0.037648 | 0.13854 | 0.17567 | 0.15408 | 0.11819 | 0.063558 | 0.11604 | 0.12153 | 0.15574 | 0.096139 | 0.17 | 0.319 | 0.301 | 0.25375 | 0.283 | 0.261
4618 | 0.31746 | 0.041964 | 0.19674 | 0.25814 | 0.26022 | 0.13701 | 0.081263 | 0.14027 | 0.1539 | 0.19294 | 0.14537 | 0.192 | 0.39 | 0.407 | 0.31575 | 0.299 | 0.365
4619 | 0.39404 | 0.064814 | 0.25889 | 0.33872 | 0.36322 | 0.16957 | 0.095975 | 0.1602 | 0.18501 | 0.19712 | 0.21314 | 0.218 | 0.435 | 0.488 | 0.37125 | 0.321 | 0.458
4620 | 0.45755 | 0.10575 | 0.29839 | 0.40409 | 0.45634 | 0.21559 | 0.11043 | 0.17625 | 0.22008 | 0.20362 | 0.28485 | 0.221 | 0.451 | 0.533 | 0.396 | 0.364 | 0.466
4621 | 0.51021 | 0.15472 | 0.31569 | 0.45023 | 0.52479 | 0.2521 | 0.12937 | 0.18862 | 0.24837 | 0.20619 | 0.34655 | 0.213 | 0.435 | 0.542 | 0.3765 | 0.35 | 0.401
4622 | 0.55281 | 0.20733 | 0.32517 | 0.48545 | 0.57836 | 0.26146 | 0.15025 | 0.20093 | 0.26339 | 0.20672 | 0.38444 | 0.19 | 0.387 | 0.525 | 0.343 | 0.34 | 0.317
4623 | 0.5866 | 0.23786 | 0.37967 | 0.52501 | 0.60876 | 0.25494 | 0.16665 | 0.21543 | 0.26742 | 0.18877 | 0.41054 | 0.169 | 0.321 | 0.483 | 0.298 | 0.293 | 0.247
4624 | 0.60557 | 0.25196 | 0.44929 | 0.55748 | 0.61757 | 0.24962 | 0.17683 | 0.22523 | 0.26592 | 0.17109 | 0.41773 | 0.18 | 0.241 | 0.413 | 0.2455 | 0.153 | 0.236
4625 | 0.60788 | 0.24887 | 0.49316 | 0.5744 | 0.62218 | 0.2713 | 0.17372 | 0.22797 | 0.25841 | 0.12454 | 0.40983 | 0.211 | 0.157 | 0.319 | 0.211 | 0.088 | 0.226
4626 | 0.62615 | 0.22451 | 0.47271 | 0.56506 | 0.59632 | 0.28526 | 0.14671 | 0.21855 | 0.24602 | 0.094683 | 0.3856 | 0.192 | 0.092 | 0.215 | 0.16625 | 0.081 | 0.177
4627 | 0.66136 | 0.20661 | 0.44636 | 0.55353 | 0.55287 | 0.25614 | 0.10836 | 0.19148 | 0.22224 | 0.096793 | 0.34455 | 0.111 | 0.042 | 0.116 | 0.1035 | 0.09 | 0.097
4628 | 0.66217 | 0.18347 | 0.39835 | 0.52612 | 0.51784 | 0.2153 | 0.088863 | 0.15778 | 0.18803 | 0.081801 | 0.29722 | 0.035 | 0.011 | 0.036 | 0.03425 | 0.033 | 0.033
4629 | 0.63878 | 0.16941 | 0.3854 | 0.50856 | 0.50149 | 0.21281 | 0.095375 | 0.15258 | 0.18129 | 0.082472 | 0.27728 | 0.001 | 0 | 0.001 | 0.0005 | 0 | 0
4630 | 0.59618 | 0.15551 | 0.42446 | 0.50322 | 0.48902 | 0.20841 | 0.1121 | 0.15786 | 0.18365 | 0.094361 | 0.27398 | 0 | 0 | 0 | 0 | 0 | 0
4631 | 0.55112 | 0.12921 | 0.42883 | 0.48852 | 0.48562 | 0.19633 | 0.12555 | 0.16664 | 0.18506 | 0.097979 | 0.27928 | 0 | 0 | 0 | 0 | 0 | 0
4632 | 0.51009 | 0.10939 | 0.40847 | 0.45508 | 0.44667 | 0.20536 | 0.13881 | 0.17003 | 0.18612 | 0.10689 | 0.26221 | 0 | 0 | 0 | 0 | 0 | 0
4633 | 0.47194 | 0.091811 | 0.39258 | 0.41407 | 0.37769 | 0.24004 | 0.13997 | 0.16853 | 0.1926 | 0.11821 | 0.2436 | 0 | 0 | 0 | 0 | 0 | 0
4634 | 0.4257 | 0.075599 | 0.3811 | 0.36843 | 0.29848 | 0.27344 | 0.13918 | 0.17152 | 0.20229 | 0.14494 | 0.21925 | 0 | 0 | 0 | 0 | 0 | 0
4635 | 0.33271 | 0.067992 | 0.36545 | 0.30021 | 0.20247 | 0.26791 | 0.13518 | 0.1741 | 0.19448 | 0.15307 | 0.18284 | 0 | 0 | 0 | 0 | 0 | 0
4636 | 0.2803 | 0.057834 | 0.35139 | 0.25473 | 0.13251 | 0.25045 | 0.12895 | 0.17517 | 0.1859 | 0.16093 | 0.15706 | 0 | 0 | 0 | 0 | 0 | 0
4637 | 0.2598 | 0.044861 | 0.34721 | 0.2316 | 0.087784 | 0.24089 | 0.11375 | 0.16695 | 0.17496 | 0.16096 | 0.13102 | 0 | 0.002 | 0 | 0 | 0 | 0
4638 | 0.24611 | 0.031522 | 0.36263 | 0.22291 | 0.059996 | 0.22643 | 0.082248 | 0.15739 | 0.15983 | 0.1455 | 0.11 | 0.012 | 0.038 | 0.008 | 0.0105 | 0.013 | 0.009
4639 | 0.2441 | 0.021238 | 0.33063 | 0.20582 | 0.04274 | 0.20268 | 0.081697 | 0.13431 | 0.14268 | 0.1455 | 0.088245 | 0.058 | 0.111 | 0.072 | 0.056 | 0.06 | 0.034
4640 | 0.25964 | 0.015594 | 0.33337 | 0.21142 | 0.041247 | 0.20797 | 0.098063 | 0.17502 | 0.15952 | 0.17955 | 0.075539 | 0.12 | 0.198 | 0.188 | 0.1215 | 0.114 | 0.064
4641 | 0.25237 | 0.014529 | 0.37824 | 0.22934 | 0.057419 | 0.25964 | 0.11134 | 0.22289 | 0.2009 | 0.23522 | 0.085865 | 0.183 | 0.275 | 0.31 | 0.1905 | 0.168 | 0.101
4642 | 0.27245 | 0.019718 | 0.42009 | 0.26029 | 0.088339 | 0.29119 | 0.13095 | 0.25107 | 0.23844 | 0.30823 | 0.10324 | 0.201 | 0.329 | 0.421 | 0.2535 | 0.256 | 0.136
4643 | 0.29325 | 0.025272 | 0.44344 | 0.29529 | 0.14919 | 0.31938 | 0.15394 | 0.27437 | 0.27325 | 0.36451 | 0.13474 | 0.193 | 0.356 | 0.507 | 0.313 | 0.338 | 0.214
4644 | 0.32653 | 0.032355 | 0.45368 | 0.33504 | 0.22491 | 0.36966 | 0.17917 | 0.29799 | 0.31157 | 0.40514 | 0.1735 | 0.244 | 0.346 | 0.573 | 0.335 | 0.247 | 0.276
4645 | 0.36502 | 0.035189 | 0.46832 | 0.37328 | 0.28649 | 0.42157 | 0.20051 | 0.32099 | 0.35055 | 0.44661 | 0.21305 | 0.296 | 0.317 | 0.6 | 0.3775 | 0.302 | 0.312
4646 | 0.43132 | 0.046805 | 0.48732 | 0.41451 | 0.32488 | 0.46823 | 0.21016 | 0.34293 | 0.38714 | 0.48964 | 0.24777 | 0.313 | 0.277 | 0.595 | 0.3945 | 0.371 | 0.299
4647 | 0.5257 | 0.044608 | 0.51205 | 0.45251 | 0.31978 | 0.49932 | 0.20624 | 0.36002 | 0.41003 | 0.52975 | 0.25103 | 0.315 | 0.25 | 0.562 | 0.3785 | 0.382 | 0.255
4648 | 0.57039 | 0.043138 | 0.5351 | 0.46899 | 0.30148 | 0.50234 | 0.18972 | 0.36969 | 0.41693 | 0.55183 | 0.24386 | 0.3 | 0.222 | 0.486 | 0.335 | 0.31 | 0.244
4649 | 0.60108 | 0.032997 | 0.54652 | 0.4688 | 0.2588 | 0.49248 | 0.16246 | 0.36889 | 0.40649 | 0.53459 | 0.23 | 0.268 | 0.176 | 0.382 | 0.2745 | 0.247 | 0.201
4650 | 0.64635 | 0.023012 | 0.53223 | 0.46129 | 0.20529 | 0.46941 | 0.12231 | 0.34865 | 0.37189 | 0.47278 | 0.19673 | 0.206 | 0.123 | 0.261 | 0.19575 | 0.191 | 0.125
4651 | 0.70469 | 0.016786 | 0.50625 | 0.46736 | 0.19115 | 0.41357 | 0.074344 | 0.30833 | 0.31322 | 0.36614 | 0.16484 | 0.123 | 0.066 | 0.14 | 0.111 | 0.117 | 0.064
4652 | 0.73047 | 0.015229 | 0.47417 | 0.47612 | 0.22372 | 0.37134 | 0.05721 | 0.25445 | 0.2606 | 0.25811 | 0.15851 | 0.042 | 0.016 | 0.044 | 0.03725 | 0.043 | 0.02
4653 | 0.73137 | 0.011739 | 0.42009 | 0.48265 | 0.29649 | 0.39018 | 0.06978 | 0.24031 | 0.2651 | 0.24757 | 0.18236 | 0.001 | 0 | 0.002 | 0.00075 | 0 | 0
4654 | 0.73203 | 0.013239 | 0.38396 | 0.50042 | 0.38527 | 0.39948 | 0.080937 | 0.23845 | 0.27034 | 0.22702 | 0.21641 | 0 | 0 | 0 | 0 | 0 | 0
4655 | 0.71004 | 0.013296 | 0.41718 | 0.52491 | 0.44749 | 0.39839 | 0.08838 | 0.23907 | 0.27433 | 0.2111 | 0.24877 | 0 | 0 | 0 | 0 | 0 | 0
4656 | 0.65416 | 0.016642 | 0.37682 | 0.51462 | 0.51288 | 0.39983 | 0.094328 | 0.23682 | 0.28596 | 0.21692 | 0.29027 | 0 | 0 | 0 | 0 | 0 | 0
4657 | 0.57824 | 0.016562 | 0.37824 | 0.50296 | 0.55239 | 0.3834 | 0.097927 | 0.23079 | 0.28887 | 0.23135 | 0.30995 | 0 | 0 | 0 | 0 | 0 | 0
4658 | 0.54278 | 0.015287 | 0.42446 | 0.48487 | 0.48736 | 0.35706 | 0.097586 | 0.22519 | 0.27702 | 0.23836 | 0.28747 | 0 | 0 | 0 | 0 | 0 | 0
4659 | 0.46969 | 0.012271 | 0.43613 | 0.44713 | 0.43557 | 0.33021 | 0.09954 | 0.21224 | 0.26432 | 0.24263 | 0.2722 | 0 | 0 | 0 | 0 | 0 | 0
4660 | 0.37946 | 0.009541 | 0.46979 | 0.39721 | 0.34239 | 0.30506 | 0.09813 | 0.20396 | 0.24461 | 0.24728 | 0.22215 | 0 | 0 | 0 | 0 | 0 | 0
4661 | 0.34315 | 0.007649 | 0.45954 | 0.36293 | 0.28612 | 0.30223 | 0.095163 | 0.18766 | 0.23332 | 0.2528 | 0.1906 | 0 | 0.002 | 0 | 0 | 0 | 0
4662 | 0.34605 | 0.007304 | 0.39546 | 0.33326 | 0.25827 | 0.28441 | 0.083684 | 0.1722 | 0.2226 | 0.26105 | 0.17272 | 0.013 | 0.036 | 0.009 | 0.0125 | 0.01 | 0.018
4663 | 0.28194 | 0.009666 | 0.26883 | 0.25639 | 0.21838 | 0.21907 | 0.078005 | 0.13861 | 0.19366 | 0.27823 | 0.13874 | 0.072 | 0.105 | 0.078 | 0.071 | 0.065 | 0.069
4664 | 0.23749 | 0.014351 | 0.23018 | 0.22427 | 0.20514 | 0.27089 | 0.094421 | 0.1655 | 0.22588 | 0.32948 | 0.13764 | 0.153 | 0.187 | 0.195 | 0.15675 | 0.141 | 0.138
4665 | 0.21927 | 0.020801 | 0.2626 | 0.23328 | 0.21796 | 0.27444 | 0.11987 | 0.18812 | 0.24234 | 0.35608 | 0.15071 | 0.225 | 0.269 | 0.324 | 0.25075 | 0.232 | 0.222
4666 | 0.22722 | 0.026994 | 0.2828 | 0.25118 | 0.24351 | 0.28754 | 0.1437 | 0.20555 | 0.25881 | 0.37615 | 0.16599 | 0.301 | 0.34 | 0.445 | 0.34225 | 0.323 | 0.3
4667 | 0.19594 | 0.02584 | 0.2828 | 0.24676 | 0.26155 | 0.31623 | 0.16761 | 0.2177 | 0.28387 | 0.41869 | 0.18283 | 0.358 | 0.399 | 0.549 | 0.42975 | 0.42 | 0.392
4668 | 0.15715 | 0.021451 | 0.27641 | 0.22493 | 0.24124 | 0.3298 | 0.193 | 0.22505 | 0.30186 | 0.46642 | 0.18618 | 0.395 | 0.455 | 0.613 | 0.49175 | 0.481 | 0.478
4669 | 0.1372 | 0.020519 | 0.26633 | 0.20229 | 0.20334 | 0.32983 | 0.21322 | 0.23052 | 0.30694 | 0.49334 | 0.17405 | 0.422 | 0.472 | 0.642 | 0.518 | 0.494 | 0.514
4670 | 0.13566 | 0.022029 | 0.25521 | 0.1913 | 0.18302 | 0.33381 | 0.22324 | 0.23579 | 0.30525 | 0.48561 | 0.16579 | 0.43 | 0.456 | 0.634 | 0.51 | 0.491 | 0.485
4671 | 0.13446 | 0.026697 | 0.24552 | 0.18734 | 0.18203 | 0.34063 | 0.22305 | 0.23752 | 0.30498 | 0.47459 | 0.16717 | 0.425 | 0.407 | 0.59 | 0.481 | 0.494 | 0.415
4672 | 0.13087 | 0.03757 | 0.23485 | 0.17849 | 0.16977 | 0.33491 | 0.21903 | 0.23334 | 0.30406 | 0.48485 | 0.16312 | 0.379 | 0.343 | 0.512 | 0.42525 | 0.488 | 0.322
4673 | 0.12602 | 0.04839 | 0.24194 | 0.1732 | 0.15163 | 0.31442 | 0.20318 | 0.22579 | 0.29334 | 0.48135 | 0.15179 | 0.312 | 0.256 | 0.405 | 0.34475 | 0.409 | 0.253
4674 | 0.12313 | 0.061336 | 0.26509 | 0.17083 | 0.12426 | 0.27828 | 0.17602 | 0.21491 | 0.26855 | 0.44606 | 0.13493 | 0.211 | 0.165 | 0.275 | 0.23425 | 0.275 | 0.176
4675 | 0.11513 | 0.07352 | 0.2828 | 0.16532 | 0.098021 | 0.22476 | 0.1311 | 0.19471 | 0.22821 | 0.38034 | 0.11303 | 0.125 | 0.082 | 0.146 | 0.13275 | 0.16 | 0.1
4676 | 0.10781 | 0.081998 | 0.28925 | 0.15404 | 0.065062 | 0.15565 | 0.09985 | 0.1605 | 0.16197 | 0.25009 | 0.08164 | 0.047 | 0.02 | 0.045 | 0.0425 | 0.043 | 0.035
4677 | 0.11339 | 0.082352 | 0.31704 | 0.15747 | 0.041987 | 0.12837 | 0.10252 | 0.15463 | 0.12953 | 0.17243 | 0.062688 | 0.001 | 0 | 0.002 | 0.001 | 0 | 0.001
4678 | 0.12564 | 0.075404 | 0.34304 | 0.16388 | 0.022962 | 0.12382 | 0.10089 | 0.15803 | 0.12119 | 0.15659 | 0.046302 | 0 | 0 | 0 | 0 | 0 | 0
4679 | 0.13418 | 0.076029 | 0.30235 | 0.14931 | 0.011399 | 0.10635 | 0.095597 | 0.14721 | 0.10504 | 0.13625 | 0.03034 | 0 | 0 | 0 | 0 | 0 | 0
4680 | 0.14114 | 0.089696 | 0.25156 | 0.13309 | 0.006568 | 0.09513 | 0.095743 | 0.13063 | 0.091649 | 0.11402 | 0.02682 | 0 | 0 | 0 | 0 | 0 | 0
4681 | 0.13332 | 0.1007 | 0.20756 | 0.11511 | 0.004458 | 0.089094 | 0.099031 | 0.11873 | 0.082146 | 0.092631 | 0.028128 | 0 | 0 | 0 | 0 | 0 | 0
4682 | 0.12177 | 0.10322 | 0.17505 | 0.099732 | 0.002376 | 0.083594 | 0.1047 | 0.10863 | 0.073831 | 0.07562 | 0.027481 | 0 | 0 | 0 | 0 | 0 | 0
4683 | 0.11348 | 0.10039 | 0.14835 | 0.089052 | 0.00533 | 0.081432 | 0.10765 | 0.10203 | 0.066577 | 0.056313 | 0.026537 | 0 | 0 | 0 | 0 | 0 | 0
4684 | 0.12516 | 0.093904 | 0.12498 | 0.089563 | 0.01855 | 0.087245 | 0.10543 | 0.10157 | 0.062636 | 0.03482 | 0.026915 | 0 | 0 | 0 | 0 | 0 | 0
4685 | 0.13162 | 0.080709 | 0.11298 | 0.093283 | 0.035249 | 0.091657 | 0.087617 | 0.10409 | 0.06007 | 0.016267 | 0.028263 | 0 | 0.002 | 0 | 0 | 0 | 0
4686 | 0.13518 | 0.0676 | 0.10312 | 0.097569 | 0.054409 | 0.088805 | 0.049781 | 0.10192 | 0.056821 | 0.00407 | 0.032492 | 0.013 | 0.047 | 0.01 | 0.01425 | 0.001 | 0.033
4687 | 0.14458 | 0.058143 | 0.069702 | 0.096066 | 0.073912 | 0.068175 | 0.042866 | 0.075989 | 0.045343 | 0.002875 | 0.034332 | 0.078 | 0.146 | 0.081 | 0.07825 | 0.043 | 0.111
4688 | 0.16293 | 0.05032 | 0.039244 | 0.098806 | 0.094246 | 0.073673 | 0.041611 | 0.063445 | 0.047969 | 0.011305 | 0.043454 | 0.172 | 0.275 | 0.198 | 0.176 | 0.148 | 0.186
4689 | 0.18725 | 0.044974 | 0.033169 | 0.11248 | 0.11704 | 0.093722 | 0.042385 | 0.069323 | 0.062365 | 0.024956 | 0.061458 | 0.275 | 0.41 | 0.329 | 0.2835 | 0.266 | 0.264
4690 | 0.2139 | 0.044152 | 0.039244 | 0.13113 | 0.14025 | 0.12306 | 0.048651 | 0.079065 | 0.08304 | 0.048027 | 0.082012 | 0.358 | 0.521 | 0.446 | 0.37425 | 0.372 | 0.321
4691 | 0.24118 | 0.044691 | 0.048279 | 0.15257 | 0.16825 | 0.15149 | 0.054104 | 0.082502 | 0.10234 | 0.071194 | 0.10417 | 0.427 | 0.598 | 0.539 | 0.45775 | 0.512 | 0.353
4692 | 0.25543 | 0.044812 | 0.062698 | 0.17353 | 0.20245 | 0.17511 | 0.057501 | 0.08122 | 0.11764 | 0.090663 | 0.12355 | 0.473 | 0.641 | 0.602 | 0.515 | 0.614 | 0.371
4693 | 0.24382 | 0.044151 | 0.077721 | 0.18408 | 0.23072 | 0.18881 | 0.059131 | 0.078527 | 0.12736 | 0.10735 | 0.13475 | 0.467 | 0.644 | 0.63 | 0.53325 | 0.639 | 0.397
4694 | 0.22146 | 0.047578 | 0.09027 | 0.19381 | 0.26969 | 0.18608 | 0.057763 | 0.075482 | 0.13191 | 0.12213 | 0.14394 | 0.417 | 0.605 | 0.622 | 0.514 | 0.587 | 0.43
4695 | 0.19031 | 0.055048 | 0.09165 | 0.19266 | 0.29602 | 0.16799 | 0.053577 | 0.072042 | 0.13066 | 0.12783 | 0.15477 | 0.396 | 0.534 | 0.579 | 0.47875 | 0.511 | 0.429
4696 | 0.15827 | 0.066738 | 0.086198 | 0.18411 | 0.30787 | 0.14506 | 0.04604 | 0.067551 | 0.12348 | 0.11434 | 0.16697 | 0.379 | 0.431 | 0.506 | 0.4245 | 0.424 | 0.389
4697 | 0.11954 | 0.081667 | 0.086198 | 0.16893 | 0.30104 | 0.12588 | 0.037473 | 0.063214 | 0.11175 | 0.09019 | 0.16773 | 0.312 | 0.313 | 0.399 | 0.34975 | 0.38 | 0.308
4698 | 0.081277 | 0.095512 | 0.10312 | 0.15105 | 0.26877 | 0.10759 | 0.028675 | 0.058792 | 0.098648 | 0.078759 | 0.14945 | 0.209 | 0.192 | 0.27 | 0.25025 | 0.321 | 0.201
4699 | 0.045423 | 0.10378 | 0.12913 | 0.13369 | 0.22651 | 0.082995 | 0.01887 | 0.056795 | 0.083302 | 0.074559 | 0.11886 | 0.108 | 0.088 | 0.143 | 0.13475 | 0.179 | 0.109
4700 | 0.040788 | 0.10406 | 0.17009 | 0.1321 | 0.18542 | 0.06197 | 0.012022 | 0.070701 | 0.070428 | 0.060797 | 0.088245 | 0.037 | 0.019 | 0.044 | 0.04175 | 0.051 | 0.035
4701 | 0.046927 | 0.10608 | 0.24433 | 0.15131 | 0.16268 | 0.062807 | 0.011967 | 0.11003 | 0.077195 | 0.062265 | 0.073676 | 0.001 | 0 | 0.002 | 0.001 | 0 | 0.001
4702 | 0.052779 | 0.098552 | 0.29971 | 0.1711 | 0.16082 | 0.064795 | 0.016813 | 0.13878 | 0.085937 | 0.064223 | 0.075951 | 0 | 0 | 0 | 0 | 0 | 0
4703 | 0.056732 | 0.089814 | 0.33888 | 0.18678 | 0.16472 | 0.061667 | 0.025411 | 0.14327 | 0.087847 | 0.067963 | 0.07849 | 0 | 0 | 0 | 0 | 0 | 0
4704 | 0.059302 | 0.088048 | 0.3854 | 0.20849 | 0.18079 | 0.057984 | 0.034493 | 0.13817 | 0.087832 | 0.069335 | 0.085842 | 0 | 0 | 0 | 0 | 0 | 0
4705 | 0.058974 | 0.092599 | 0.45222 | 0.23047 | 0.1802 | 0.058957 | 0.042549 | 0.13475 | 0.085727 | 0.062486 | 0.086717 | 0 | 0 | 0 | 0 | 0 | 0
4706 | 0.057303 | 0.096943 | 0.53367 | 0.25759 | 0.1818 | 0.06472 | 0.048986 | 0.13699 | 0.085511 | 0.055463 | 0.084868 | 0 | 0 | 0 | 0 | 0 | 0
4707 | 0.05709 | 0.10279 | 0.58303 | 0.2742 | 0.18247 | 0.071656 | 0.054016 | 0.14305 | 0.088169 | 0.054068 | 0.083903 | 0 | 0 | 0 | 0 | 0 | 0
4708 | 0.060656 | 0.10068 | 0.56631 | 0.26841 | 0.17826 | 0.077989 | 0.05568 | 0.15089 | 0.092097 | 0.056385 | 0.083126 | 0 | 0 | 0 | 0 | 0 | 0
4709 | 0.070972 | 0.097011 | 0.52936 | 0.25427 | 0.16246 | 0.084891 | 0.050126 | 0.15534 | 0.094866 | 0.06044 | 0.078792 | 0 | 0.001 | 0 | 0 | 0 | 0
4710 | 0.080079 | 0.092919 | 0.50915 | 0.23676 | 0.12104 | 0.077365 | 0.029859 | 0.15396 | 0.08869 | 0.058697 | 0.064738 | 0.01 | 0.04 | 0.01 | 0.01325 | 0 | 0.033
4711 | 0.084635 | 0.08778 | 0.3697 | 0.1746 | 0.069456 | 0.046748 | 0.01471 | 0.10201 | 0.053549 | 0.024818 | 0.040623 | 0.074 | 0.128 | 0.081 | 0.07125 | 0.015 | 0.115
4712 | 0.084616 | 0.079268 | 0.23838 | 0.11981 | 0.036443 | 0.037939 | 0.013031 | 0.070403 | 0.035298 | 0.006694 | 0.026155 | 0.179 | 0.245 | 0.201 | 0.18325 | 0.133 | 0.22
4713 | 0.082734 | 0.068535 | 0.25766 | 0.11885 | 0.016163 | 0.03016 | 0.010806 | 0.07237 | 0.030078 | 0.000414 | 0.017366 | 0.307 | 0.371 | 0.336 | 0.31825 | 0.29 | 0.34
4714 | 0.078834 | 0.055308 | 0.26509 | 0.11606 | 0.004269 | 0.020726 | 0.010831 | 0.078748 | 0.030776 | 0.010753 | 0.012875 | 0.429 | 0.482 | 0.46 | 0.4515 | 0.434 | 0.483
4715 | 0.073006 | 0.045426 | 0.22671 | 0.10007 | 0.000497 | 0.012749 | 0.012663 | 0.084708 | 0.031745 | 0.01938 | 0.010143 | 0.519 | 0.56 | 0.548 | 0.5535 | 0.549 | 0.598
4716 | 0.071106 | 0.042242 | 0.25889 | 0.11002 | 6.2e-05 | 0.008244 | 0.01427 | 0.090814 | 0.032405 | 0.021848 | 0.008716 | 0.599 | 0.597 | 0.602 | 0.62675 | 0.632 | 0.674
4717 | 0.078665 | 0.045948 | 0.39258 | 0.15708 | 3e-06 | 0.00654 | 0.016158 | 0.1007 | 0.034835 | 0.023194 | 0.008904 | 0.641 | 0.599 | 0.622 | 0.6565 | 0.678 | 0.685
4718 | 0.099613 | 0.053895 | 0.5451 | 0.21491 | 1.3e-05 | 0.006241 | 0.018126 | 0.11396 | 0.03867 | 0.025298 | 0.009187 | 0.645 | 0.568 | 0.608 | 0.649 | 0.686 | 0.657
4719 | 0.12455 | 0.059617 | 0.54937 | 0.22484 | 0.000612 | 0.006651 | 0.01858 | 0.12905 | 0.043279 | 0.027333 | 0.010085 | 0.611 | 0.515 | 0.564 | 0.60575 | 0.658 | 0.59
4720 | 0.14233 | 0.061453 | 0.64556 | 0.26376 | 0.003404 | 0.007371 | 0.01738 | 0.14465 | 0.048208 | 0.027711 | 0.0131 | 0.543 | 0.435 | 0.487 | 0.529 | 0.595 | 0.491
4721 | 0.15918 | 0.063761 | 0.72795 | 0.29991 | 0.012604 | 0.008156 | 0.015758 | 0.16253 | 0.053942 | 0.02663 | 0.018446 | 0.438 | 0.325 | 0.382 | 0.42 | 0.495 | 0.365
4722 | 0.19439 | 0.068931 | 0.76079 | 0.32917 | 0.03232 | 0.011256 | 0.014505 | 0.18732 | 0.062724 | 0.024724 | 0.027595 | 0.303 | 0.205 | 0.257 | 0.2885 | 0.358 | 0.236
4723 | 0.25211 | 0.075767 | 0.7258 | 0.35038 | 0.073215 | 0.025455 | 0.016067 | 0.22779 | 0.08227 | 0.02449 | 0.051341 | 0.159 | 0.095 | 0.136 | 0.15075 | 0.197 | 0.111
4724 | 0.36962 | 0.084124 | 0.69089 | 0.40521 | 0.15512 | 0.095159 | 0.033997 | 0.28225 | 0.1261 | 0.016944 | 0.11004 | 0.048 | 0.022 | 0.04 | 0.0435 | 0.056 | 0.03
4725 | 0.40157 | 0.094691 | 0.62089 | 0.44002 | 0.29762 | 0.27164 | 0.067649 | 0.33275 | 0.20969 | 0.016161 | 0.21821 | 0.001 | 0 | 0.002 | 0.00075 | 0 | 0
4726 | 0.46406 | 0.10463 | 0.55362 | 0.47521 | 0.40794 | 0.35738 | 0.0921 | 0.34594 | 0.26137 | 0.063943 | 0.27822 | 0 | 0 | 0 | 0 | 0 | 0
4727 | 0.56608 | 0.11956 | 0.53223 | 0.50315 | 0.41113 | 0.3688 | 0.10277 | 0.33742 | 0.30243 | 0.22311 | 0.28037 | 0 | 0 | 0 | 0 | 0 | 0
4728 | 0.62982 | 0.13971 | 0.49607 | 0.52843 | 0.45939 | 0.40065 | 0.11039 | 0.32533 | 0.35911 | 0.42666 | 0.28379 | 0 | 0 | 0 | 0 | 0 | 0
4729 | 0.70559 | 0.15364 | 0.51205 | 0.56714 | 0.48379 | 0.4334 | 0.11518 | 0.31143 | 0.40328 | 0.54693 | 0.32134 | 0 | 0 | 0 | 0 | 0 | 0
4730 | 0.67377 | 0.17097 | 0.55645 | 0.57998 | 0.50972 | 0.4633 | 0.11163 | 0.31506 | 0.42762 | 0.57747 | 0.35466 | 0 | 0 | 0 | 0 | 0 | 0
4731 | 0.55801 | 0.19005 | 0.58303 | 0.56179 | 0.54433 | 0.48964 | 0.10696 | 0.31849 | 0.42328 | 0.50494 | 0.38005 | 0 | 0 | 0 | 0 | 0 | 0
4732 | 0.39805 | 0.22405 | 0.58854 | 0.51375 | 0.55466 | 0.48247 | 0.099819 | 0.31999 | 0.40479 | 0.43511 | 0.3816 | 0 | 0 | 0 | 0 | 0 | 0
4733 | 0.36497 | 0.29548 | 0.5621 | 0.48758 | 0.53568 | 0.46854 | 0.095417 | 0.29291 | 0.38184 | 0.39059 | 0.37533 | 0 | 0.002 | 0 | 0 | 0 | 0
4734 | 0.60019 | 0.37031 | 0.52216 | 0.52525 | 0.4534 | 0.44394 | 0.088074 | 0.23827 | 0.34641 | 0.35833 | 0.34509 | 0.01 | 0.04 | 0.007 | 0.01225 | 0.008 | 0.024
4735 | 0.70707 | 0.41668 | 0.47417 | 0.49625 | 0.30751 | 0.38377 | 0.069975 | 0.18483 | 0.2748 | 0.22638 | 0.30421 | 0.07 | 0.123 | 0.07 | 0.076 | 0.053 | 0.111
4736 | 0.69298 | 0.45934 | 0.5106 | 0.49956 | 0.2951 | 0.41697 | 0.065923 | 0.19294 | 0.27305 | 0.1479 | 0.33441 | 0.187 | 0.231 | 0.183 | 0.1875 | 0.137 | 0.243
4737 | 0.63115 | 0.51095 | 0.54652 | 0.57369 | 0.54341 | 0.41713 | 0.093198 | 0.18579 | 0.306 | 0.15522 | 0.46586 | 0.331 | 0.337 | 0.311 | 0.3295 | 0.279 | 0.397
4738 | 0.61511 | 0.52025 | 0.50334 | 0.62315 | 0.751 | 0.40378 | 0.12814 | 0.18154 | 0.33237 | 0.19344 | 0.55073 | 0.466 | 0.433 | 0.43 | 0.457 | 0.416 | 0.516
4739 | 0.61895 | 0.473 | 0.49607 | 0.63788 | 0.79861 | 0.38373 | 0.16652 | 0.19076 | 0.34617 | 0.24167 | 0.56851 | 0.569 | 0.514 | 0.525 | 0.55825 | 0.536 | 0.603
4740 | 0.59816 | 0.40251 | 0.53939 | 0.64367 | 0.79346 | 0.37976 | 0.20024 | 0.20336 | 0.36637 | 0.28832 | 0.59403 | 0.634 | 0.566 | 0.585 | 0.623 | 0.616 | 0.657
4741 | 0.59444 | 0.38756 | 0.60081 | 0.65713 | 0.77614 | 0.37726 | 0.23047 | 0.21282 | 0.38179 | 0.33501 | 0.60206 | 0.667 | 0.579 | 0.608 | 0.65325 | 0.665 | 0.673
4742 | 0.59779 | 0.40048 | 0.64811 | 0.66735 | 0.75615 | 0.36623 | 0.25202 | 0.21904 | 0.3807 | 0.3536 | 0.58395 | 0.66 | 0.559 | 0.605 | 0.6475 | 0.677 | 0.648
4743 | 0.57276 | 0.44963 | 0.6766 | 0.6643 | 0.74353 | 0.34652 | 0.25704 | 0.22567 | 0.37102 | 0.35601 | 0.55586 | 0.619 | 0.509 | 0.563 | 0.60475 | 0.65 | 0.587
4744 | 0.54716 | 0.57102 | 0.68854 | 0.65572 | 0.73148 | 0.31911 | 0.25005 | 0.23329 | 0.35662 | 0.34992 | 0.52416 | 0.539 | 0.426 | 0.489 | 0.525 | 0.584 | 0.488
4745 | 0.53941 | 0.59749 | 0.68141 | 0.6441 | 0.71149 | 0.28377 | 0.23225 | 0.23653 | 0.3324 | 0.32454 | 0.48477 | 0.437 | 0.316 | 0.38 | 0.41675 | 0.484 | 0.366
4746 | 0.51341 | 0.57361 | 0.64044 | 0.60939 | 0.6743 | 0.23718 | 0.19859 | 0.23029 | 0.29538 | 0.27887 | 0.43518 | 0.303 | 0.199 | 0.251 | 0.2845 | 0.355 | 0.229
4747 | 0.4739 | 0.5384 | 0.55504 | 0.54425 | 0.60381 | 0.17281 | 0.15657 | 0.21508 | 0.23889 | 0.21227 | 0.3554 | 0.161 | 0.092 | 0.127 | 0.14975 | 0.2 | 0.111
4748 | 0.46034 | 0.48562 | 0.44636 | 0.46708 | 0.49452 | 0.1457 | 0.13786 | 0.20395 | 0.19409 | 0.16435 | 0.26235 | 0.051 | 0.02 | 0.035 | 0.0435 | 0.059 | 0.029
4749 | 0.48359 | 0.43358 | 0.357 | 0.43541 | 0.46564 | 0.16667 | 0.13477 | 0.20289 | 0.19264 | 0.17172 | 0.22931 | 0.001 | 0 | 0.001 | 0.0005 | 0 | 0
4750 | 0.49763 | 0.38319 | 0.34027 | 0.43751 | 0.47464 | 0.19034 | 0.11976 | 0.19536 | 0.20228 | 0.18898 | 0.23443 | 0 | 0 | 0 | 0 | 0 | 0
4751 | 0.49226 | 0.32442 | 0.31569 | 0.41962 | 0.45093 | 0.20479 | 0.10559 | 0.17943 | 0.21007 | 0.21562 | 0.24043 | 0 | 0 | 0 | 0 | 0 | 0
4752 | 0.44527 | 0.3108 | 0.30367 | 0.38709 | 0.41234 | 0.19543 | 0.10246 | 0.15614 | 0.20702 | 0.22428 | 0.25222 | 0 | 0 | 0 | 0 | 0 | 0
4753 | 0.39089 | 0.31782 | 0.33613 | 0.36028 | 0.35384 | 0.17242 | 0.10357 | 0.136 | 0.19056 | 0.22623 | 0.2276 | 0 | 0 | 0 | 0 | 0 | 0
4754 | 0.30788 | 0.28574 | 0.32653 | 0.31473 | 0.30978 | 0.14408 | 0.10001 | 0.11787 | 0.17294 | 0.21358 | 0.21624 | 0 | 0 | 0 | 0 | 0 | 0
4755 | 0.23983 | 0.28217 | 0.20103 | 0.23606 | 0.26733 | 0.12187 | 0.093585 | 0.093381 | 0.15011 | 0.1781 | 0.20708 | 0 | 0 | 0 | 0 | 0 | 0
4756 | 0.19421 | 0.29079 | 0.12253 | 0.18624 | 0.24199 | 0.10927 | 0.09019 | 0.077268 | 0.12814 | 0.1297 | 0.19632 | 0 | 0 | 0 | 0 | 0 | 0
4757 | 0.17516 | 0.28977 | 0.15572 | 0.18807 | 0.23333 | 0.10851 | 0.088843 | 0.070065 | 0.11006 | 0.080531 | 0.18113 | 0 | 0.001 | 0 | 0 | 0 | 0
4758 | 0.14796 | 0.2843 | 0.24075 | 0.20084 | 0.2138 | 0.094471 | 0.071354 | 0.063705 | 0.089115 | 0.047471 | 0.15081 | 0.01 | 0.038 | 0.004 | 0.00825 | 0 | 0.019
4759 | 0.1326 | 0.30773 | 0.2372 | 0.18487 | 0.1848 | 0.069436 | 0.064245 | 0.044374 | 0.067346 | 0.03799 | 0.11758 | 0.076 | 0.121 | 0.057 | 0.06175 | 0.044 | 0.07
4760 | 0.13068 | 0.36434 | 0.2131 | 0.17523 | 0.18192 | 0.066513 | 0.092165 | 0.0353 | 0.067849 | 0.046683 | 0.1229 | 0.19 | 0.223 | 0.158 | 0.17375 | 0.141 | 0.206
4761 | 0.13598 | 0.40651 | 0.21088 | 0.18136 | 0.19722 | 0.069601 | 0.1195 | 0.038088 | 0.086249 | 0.10079 | 0.13651 | 0.32 | 0.325 | 0.276 | 0.30575 | 0.252 | 0.375
4762 | 0.13741 | 0.43822 | 0.18935 | 0.18274 | 0.22146 | 0.089844 | 0.15074 | 0.047733 | 0.12143 | 0.18495 | 0.16319 | 0.459 | 0.415 | 0.388 | 0.44425 | 0.407 | 0.523
4763 | 0.13483 | 0.4687 | 0.16138 | 0.18093 | 0.24659 | 0.10847 | 0.17495 | 0.054801 | 0.14405 | 0.22382 | 0.18911 | 0.57 | 0.479 | 0.483 | 0.556 | 0.546 | 0.625
4764 | 0.13395 | 0.51453 | 0.13081 | 0.17932 | 0.2732 | 0.11873 | 0.19644 | 0.059656 | 0.15546 | 0.22904 | 0.21441 | 0.649 | 0.521 | 0.548 | 0.62 | 0.631 | 0.652
4765 | 0.12575 | 0.56865 | 0.095152 | 0.17124 | 0.29282 | 0.12053 | 0.21824 | 0.061759 | 0.16005 | 0.22512 | 0.23279 | 0.687 | 0.525 | 0.568 | 0.648 | 0.677 | 0.66
4766 | 0.11244 | 0.60924 | 0.054992 | 0.15244 | 0.2899 | 0.11215 | 0.23418 | 0.059014 | 0.15435 | 0.21076 | 0.23546 | 0.685 | 0.488 | 0.547 | 0.6375 | 0.68 | 0.638
4767 | 0.094805 | 0.61955 | 0.02358 | 0.12874 | 0.26782 | 0.095943 | 0.23524 | 0.053418 | 0.13733 | 0.17772 | 0.22226 | 0.64 | 0.432 | 0.489 | 0.5935 | 0.643 | 0.602
4768 | 0.075903 | 0.61271 | 0.013487 | 0.11018 | 0.24115 | 0.076562 | 0.21635 | 0.047813 | 0.11479 | 0.13275 | 0.20202 | 0.529 | 0.364 | 0.405 | 0.5055 | 0.571 | 0.517
4769 | 0.05629 | 0.5949 | 0.006842 | 0.089911 | 0.2066 | 0.062015 | 0.18763 | 0.0446 | 0.095699 | 0.098339 | 0.17784 | 0.355 | 0.273 | 0.303 | 0.37 | 0.427 | 0.395
4770 | 0.03999 | 0.54789 | 0.013749 | 0.071327 | 0.16024 | 0.05033 | 0.1522 | 0.043858 | 0.077768 | 0.072135 | 0.14475 | 0.202 | 0.174 | 0.203 | 0.218 | 0.224 | 0.243
4771 | 0.024967 | 0.47613 | 0.064991 | 0.066557 | 0.10971 | 0.040155 | 0.11196 | 0.051473 | 0.062294 | 0.054933 | 0.10262 | 0.097 | 0.083 | 0.103 | 0.10175 | 0.105 | 0.102
4772 | 0.010302 | 0.38204 | 0.22556 | 0.10099 | 0.067124 | 0.044837 | 0.089582 | 0.077235 | 0.066817 | 0.081825 | 0.063372 | 0.03 | 0.018 | 0.028 | 0.02975 | 0.033 | 0.028
4773 | 0.000903 | 0.28776 | 0.3486 | 0.12917 | 0.038011 | 0.075029 | 0.088463 | 0.11342 | 0.096486 | 0.16156 | 0.035936 | 0 | 0 | 0 | 0 | 0 | 0
4774 | 0.000952 | 0.2201 | 0.31569 | 0.1114 | 0.017557 | 0.11429 | 0.08096 | 0.12469 | 0.11459 | 0.19877 | 0.020608 | 0 | 0 | 0 | 0 | 0 | 0
4775 | 0.00366 | 0.18608 | 0.14295 | 0.052445 | 0.010724 | 0.15155 | 0.067581 | 0.10702 | 0.11925 | 0.19889 | 0.019552 | 0 | 0 | 0 | 0 | 0 | 0
4776 | 0.012096 | 0.17185 | 0.04979 | 0.026951 | 0.018966 | 0.16708 | 0.057036 | 0.088303 | 0.12629 | 0.21602 | 0.033744 | 0 | 0 | 0 | 0 | 0 | 0
4777 | 0.033988 | 0.163 | 0.15017 | 0.078872 | 0.052458 | 0.16205 | 0.051814 | 0.077419 | 0.13935 | 0.25147 | 0.066485 | 0 | 0 | 0 | 0 | 0 | 0
4778 | 0.060625 | 0.14818 | 0.40413 | 0.19179 | 0.11062 | 0.13122 | 0.04993 | 0.074303 | 0.14642 | 0.27728 | 0.10288 | 0 | 0 | 0 | 0 | 0 | 0
4779 | 0.07457 | 0.133 | 0.44636 | 0.22519 | 0.15464 | 0.088684 | 0.051862 | 0.077366 | 0.13962 | 0.27452 | 0.11791 | 0 | 0 | 0 | 0 | 0 | 0
4780 | 0.079828 | 0.13015 | 0.45222 | 0.23362 | 0.16881 | 0.066284 | 0.055275 | 0.083331 | 0.13105 | 0.25338 | 0.12122 | 0 | 0 | 0 | 0 | 0 | 0
4781 | 0.1056 | 0.13189 | 0.49024 | 0.25437 | 0.16726 | 0.05678 | 0.058451 | 0.092521 | 0.13166 | 0.25783 | 0.1195 | 0 | 0.001 | 0 | 0 | 0 | 0
4782 | 0.128 | 0.13477 | 0.56069 | 0.28589 | 0.16899 | 0.040228 | 0.048265 | 0.10243 | 0.11292 | 0.19282 | 0.11617 | 0.003 | 0.03 | 0.005 | 0.00425 | 0.005 | 0.004
4783 | 0.15533 | 0.12124 | 0.52649 | 0.2897 | 0.18729 | 0.03071 | 0.0407 | 0.10032 | 0.10549 | 0.17763 | 0.11331 | 0.034 | 0.083 | 0.057 | 0.04225 | 0.046 | 0.032
4784 | 0.20453 | 0.10012 | 0.60352 | 0.34075 | 0.2142 | 0.04106 | 0.053426 | 0.12543 | 0.15654 | 0.33901 | 0.12068 | 0.1 | 0.144 | 0.161 | 0.123 | 0.145 | 0.086
4785 | 0.24296 | 0.10623 | 0.67539 | 0.38301 | 0.23068 | 0.058405 | 0.094466 | 0.16534 | 0.20582 | 0.46777 | 0.13177 | 0.169 | 0.211 | 0.295 | 0.222 | 0.278 | 0.146
4786 | 0.19227 | 0.12033 | 0.71151 | 0.37793 | 0.23002 | 0.084896 | 0.14871 | 0.20371 | 0.22749 | 0.49356 | 0.12778 | 0.265 | 0.278 | 0.417 | 0.308 | 0.367 | 0.183
4787 | 0.094493 | 0.11027 | 0.72902 | 0.35543 | 0.24278 | 0.12704 | 0.18084 | 0.24205 | 0.24845 | 0.50654 | 0.11817 | 0.419 | 0.334 | 0.511 | 0.402 | 0.478 | 0.2
4788 | 0.11692 | 0.09063 | 0.73958 | 0.34605 | 0.18165 | 0.1831 | 0.20647 | 0.28623 | 0.28329 | 0.54651 | 0.1173 | 0.511 | 0.367 | 0.572 | 0.48625 | 0.621 | 0.241
4789 | 0.21266 | 0.066085 | 0.75685 | 0.39323 | 0.21018 | 0.24173 | 0.2388 | 0.33757 | 0.32038 | 0.56158 | 0.14064 | 0.592 | 0.392 | 0.598 | 0.54525 | 0.661 | 0.33
4790 | 0.298 | 0.047709 | 0.76758 | 0.46896 | 0.34131 | 0.31465 | 0.27654 | 0.38152 | 0.36394 | 0.53861 | 0.221 | 0.602 | 0.392 | 0.589 | 0.5775 | 0.658 | 0.461
4791 | 0.35328 | 0.045712 | 0.75784 | 0.53165 | 0.48384 | 0.37394 | 0.30548 | 0.40293 | 0.40661 | 0.52661 | 0.32298 | 0.507 | 0.373 | 0.544 | 0.51375 | 0.512 | 0.492
4792 | 0.42786 | 0.072182 | 0.74062 | 0.57114 | 0.54495 | 0.40566 | 0.31704 | 0.39955 | 0.42525 | 0.51159 | 0.38422 | 0.447 | 0.328 | 0.464 | 0.4205 | 0.321 | 0.45
4793 | 0.47895 | 0.15098 | 0.73434 | 0.5927 | 0.56481 | 0.4173 | 0.31054 | 0.37368 | 0.42458 | 0.48423 | 0.42312 | 0.413 | 0.254 | 0.358 | 0.34975 | 0.251 | 0.377
4794 | 0.49628 | 0.25915 | 0.74474 | 0.60211 | 0.5653 | 0.37787 | 0.2826 | 0.32551 | 0.39248 | 0.42839 | 0.43817 | 0.3 | 0.16 | 0.242 | 0.25475 | 0.231 | 0.246
4795 | 0.47984 | 0.34248 | 0.75085 | 0.57061 | 0.48115 | 0.28477 | 0.21895 | 0.25664 | 0.31661 | 0.33851 | 0.38653 | 0.171 | 0.074 | 0.126 | 0.13775 | 0.143 | 0.111
4796 | 0.41859 | 0.4536 | 0.71263 | 0.50588 | 0.38643 | 0.20978 | 0.16304 | 0.18769 | 0.22522 | 0.18275 | 0.32067 | 0.057 | 0.015 | 0.036 | 0.042 | 0.044 | 0.031
4797 | 0.32301 | 0.53276 | 0.63138 | 0.42715 | 0.32705 | 0.19037 | 0.14638 | 0.16022 | 0.19897 | 0.14167 | 0.30364 | 0.001 | 0 | 0.001 | 0.0005 | 0 | 0
4798 | 0.21897 | 0.53667 | 0.64811 | 0.36553 | 0.22951 | 0.19249 | 0.1471 | 0.15229 | 0.18499 | 0.12821 | 0.26697 | 0 | 0 | 0 | 0 | 0 | 0
4799 | 0.14433 | 0.52189 | 0.67053 | 0.32159 | 0.1499 | 0.18333 | 0.15869 | 0.14775 | 0.15821 | 0.088148 | 0.21361 | 0 | 0 | 0 | 0 | 0 | 0
4800 | 0.10489 | 0.50086 | 0.64811 | 0.28442 | 0.10026 | 0.15972 | 0.17948 | 0.14312 | 0.1348 | 0.068657 | 0.16771 | 0 | 0 | 0 | 0 | 0 | 0
4801 | 0.090051 | 0.5063 | 0.66808 | 0.27249 | 0.059341 | 0.13073 | 0.19274 | 0.13781 | 0.11474 | 0.063591 | 0.12684 | 0 | 0 | 0 | 0 | 0 | 0
4802 | 0.083963 | 0.49444 | 0.64811 | 0.25577 | 0.035237 | 0.10444 | 0.20124 | 0.13822 | 0.10113 | 0.062075 | 0.099772 | 0 | 0 | 0 | 0 | 0 | 0
4803 | 0.079998 | 0.47854 | 0.66439 | 0.25479 | 0.019988 | 0.084066 | 0.20285 | 0.14434 | 0.090799 | 0.053496 | 0.081291 | 0 | 0 | 0 | 0 | 0 | 0
4804 | 0.074882 | 0.45764 | 0.66562 | 0.25126 | 0.013266 | 0.075404 | 0.19222 | 0.15335 | 0.088148 | 0.048577 | 0.075267 | 0 | 0 | 0 | 0 | 0 | 0
4805 | 0.060275 | 0.41846 | 0.63138 | 0.23341 | 0.00857 | 0.073035 | 0.16799 | 0.1649 | 0.090067 | 0.05237 | 0.069964 | 0 | 0.002 | 0 | 0 | 0 | 0
4806 | 0.04535 | 0.35152 | 0.61292 | 0.22176 | 0.007026 | 0.067594 | 0.11861 | 0.17159 | 0.089444 | 0.059846 | 0.058743 | 0.007 | 0.045 | 0.007 | 0.014 | 0.008 | 0.034
4807 | 0.031246 | 0.2736 | 0.5308 | 0.19147 | 0.012377 | 0.053178 | 0.12081 | 0.15293 | 0.075994 | 0.055762 | 0.042109 | 0.046 | 0.142 | 0.068 | 0.07 | 0.056 | 0.11
4808 | 0.031793 | 0.20219 | 0.50189 | 0.19226 | 0.043105 | 0.047816 | 0.14536 | 0.17053 | 0.085251 | 0.087407 | 0.035248 | 0.091 | 0.262 | 0.175 | 0.14425 | 0.125 | 0.186
4809 | 0.046087 | 0.15248 | 0.51928 | 0.21271 | 0.072752 | 0.066176 | 0.15806 | 0.21552 | 0.11729 | 0.14607 | 0.041407 | 0.125 | 0.373 | 0.296 | 0.22925 | 0.21 | 0.286
4810 | 0.06573 | 0.12084 | 0.54082 | 0.2306 | 0.085258 | 0.10972 | 0.15679 | 0.25005 | 0.15502 | 0.21219 | 0.048125 | 0.179 | 0.453 | 0.411 | 0.308 | 0.272 | 0.37
4811 | 0.06527 | 0.10391 | 0.58854 | 0.2463 | 0.085094 | 0.16247 | 0.14942 | 0.26751 | 0.19061 | 0.2805 | 0.05194 | 0.249 | 0.511 | 0.502 | 0.36275 | 0.321 | 0.379
4812 | 0.059344 | 0.090804 | 0.64429 | 0.26104 | 0.079479 | 0.20559 | 0.14146 | 0.28214 | 0.21967 | 0.33874 | 0.052218 | 0.325 | 0.548 | 0.565 | 0.42125 | 0.421 | 0.374
4813 | 0.063817 | 0.072493 | 0.70247 | 0.28026 | 0.074488 | 0.2328 | 0.13266 | 0.29046 | 0.23873 | 0.38233 | 0.049324 | 0.386 | 0.57 | 0.595 | 0.47975 | 0.574 | 0.364
4814 | 0.085755 | 0.049449 | 0.74474 | 0.30207 | 0.075697 | 0.25006 | 0.12318 | 0.29035 | 0.25151 | 0.41658 | 0.049054 | 0.421 | 0.563 | 0.589 | 0.499 | 0.629 | 0.357
4815 | 0.14758 | 0.032137 | 0.75784 | 0.32863 | 0.08046 | 0.25658 | 0.10712 | 0.28406 | 0.25588 | 0.42854 | 0.054366 | 0.448 | 0.517 | 0.548 | 0.48575 | 0.601 | 0.346
4816 | 0.23565 | 0.022447 | 0.75186 | 0.35757 | 0.085203 | 0.24736 | 0.085396 | 0.27439 | 0.24759 | 0.40343 | 0.065183 | 0.447 | 0.426 | 0.477 | 0.4385 | 0.512 | 0.318
4817 | 0.34226 | 0.017932 | 0.73116 | 0.39341 | 0.10681 | 0.24319 | 0.065354 | 0.26407 | 0.2356 | 0.35061 | 0.084512 | 0.39 | 0.313 | 0.378 | 0.36725 | 0.429 | 0.272
4818 | 0.43339 | 0.015333 | 0.68854 | 0.42283 | 0.14656 | 0.2313 | 0.047448 | 0.24451 | 0.22135 | 0.30392 | 0.10566 | 0.277 | 0.194 | 0.256 | 0.25875 | 0.313 | 0.189
4819 | 0.46824 | 0.021197 | 0.61158 | 0.42662 | 0.20005 | 0.17729 | 0.030585 | 0.20965 | 0.18865 | 0.25081 | 0.11685 | 0.157 | 0.09 | 0.135 | 0.1415 | 0.173 | 0.101
4820 | 0.48241 | 0.034967 | 0.48878 | 0.41045 | 0.26015 | 0.11577 | 0.018974 | 0.16934 | 0.14184 | 0.15982 | 0.12243 | 0.056 | 0.019 | 0.04 | 0.0435 | 0.048 | 0.03
4821 | 0.46682 | 0.060522 | 0.37112 | 0.38864 | 0.32797 | 0.12128 | 0.018427 | 0.16802 | 0.14648 | 0.13374 | 0.16289 | 0.001 | 0 | 0.001 | 0.0005 | 0 | 0
4822 | 0.50907 | 0.12008 | 0.34443 | 0.43091 | 0.43923 | 0.17006 | 0.03039 | 0.18699 | 0.18139 | 0.14441 | 0.22408 | 0 | 0 | 0 | 0 | 0 | 0
4823 | 0.66673 | 0.22001 | 0.36828 | 0.5173 | 0.5169 | 0.25017 | 0.057302 | 0.20866 | 0.22899 | 0.15801 | 0.29914 | 0 | 0 | 0 | 0 | 0 | 0
4824 | 0.67547 | 0.35201 | 0.41863 | 0.56134 | 0.58994 | 0.31184 | 0.094781 | 0.21661 | 0.26854 | 0.16994 | 0.37576 | 0 | 0 | 0 | 0 | 0 | 0
4825 | 0.6708 | 0.48637 | 0.45807 | 0.58932 | 0.6391 | 0.33411 | 0.13459 | 0.21337 | 0.29138 | 0.18511 | 0.43293 | 0 | 0 | 0 | 0 | 0 | 0
4826 | 0.58763 | 0.58176 | 0.4771 | 0.58149 | 0.67973 | 0.34504 | 0.16179 | 0.20258 | 0.3085 | 0.21574 | 0.47065 | 0 | 0 | 0 | 0 | 0 | 0
4827 | 0.50499 | 0.66247 | 0.48732 | 0.54894 | 0.6545 | 0.32962 | 0.17788 | 0.18958 | 0.30534 | 0.23658 | 0.46557 | 0 | 0 | 0 | 0 | 0 | 0
4828 | 0.49909 | 0.69696 | 0.5077 | 0.54261 | 0.62104 | 0.32106 | 0.19519 | 0.16814 | 0.29654 | 0.23312 | 0.46386 | 0 | 0 | 0 | 0 | 0 | 0
4829 | 0.4381 | 0.65239 | 0.5077 | 0.49446 | 0.53758 | 0.2788 | 0.20724 | 0.14174 | 0.26044 | 0.20459 | 0.41663 | 0 | 0.001 | 0 | 0 | 0 | 0
4830 | 0.365 | 0.56344 | 0.47856 | 0.44597 | 0.49434 | 0.20502 | 0.18085 | 0.10962 | 0.19986 | 0.1499 | 0.3349 | 0.009 | 0.037 | 0.009 | 0.01075 | 0 | 0.025
4831 | 0.29054 | 0.46065 | 0.37539 | 0.37516 | 0.45955 | 0.15402 | 0.15719 | 0.068306 | 0.16214 | 0.11001 | 0.3162 | 0.072 | 0.125 | 0.079 | 0.07675 | 0.024 | 0.132
4832 | 0.23206 | 0.40074 | 0.34581 | 0.32708 | 0.40338 | 0.15571 | 0.19108 | 0.062509 | 0.16896 | 0.15215 | 0.30545 | 0.182 | 0.252 | 0.198 | 0.196 | 0.131 | 0.273
4833 | 0.19967 | 0.39329 | 0.3854 | 0.31232 | 0.3519 | 0.15 | 0.23807 | 0.071938 | 0.1723 | 0.19132 | 0.27595 | 0.299 | 0.392 | 0.332 | 0.33375 | 0.282 | 0.422
4834 | 0.19291 | 0.40547 | 0.36404 | 0.2908 | 0.31546 | 0.15018 | 0.27811 | 0.0825 | 0.17903 | 0.22841 | 0.25501 | 0.401 | 0.502 | 0.451 | 0.456 | 0.425 | 0.547
4835 | 0.20084 | 0.41588 | 0.3584 | 0.28107 | 0.28398 | 0.15849 | 0.30893 | 0.09083 | 0.18718 | 0.26092 | 0.23848 | 0.474 | 0.579 | 0.544 | 0.5465 | 0.531 | 0.637
4836 | 0.21823 | 0.43624 | 0.37824 | 0.28813 | 0.26791 | 0.17311 | 0.33291 | 0.099359 | 0.19844 | 0.2922 | 0.22908 | 0.509 | 0.618 | 0.6 | 0.593 | 0.578 | 0.685
4837 | 0.22918 | 0.453 | 0.40268 | 0.30013 | 0.26853 | 0.1883 | 0.35295 | 0.10829 | 0.20932 | 0.31477 | 0.22592 | 0.533 | 0.628 | 0.626 | 0.62 | 0.626 | 0.695
4838 | 0.23821 | 0.44204 | 0.41863 | 0.31072 | 0.27531 | 0.19935 | 0.35535 | 0.11535 | 0.21405 | 0.31641 | 0.22511 | 0.551 | 0.6 | 0.612 | 0.61625 | 0.634 | 0.668
4839 | 0.25011 | 0.41614 | 0.41863 | 0.31793 | 0.28505 | 0.20453 | 0.34067 | 0.12086 | 0.21253 | 0.2977 | 0.22703 | 0.539 | 0.547 | 0.562 | 0.587 | 0.645 | 0.602
4840 | 0.26904 | 0.37764 | 0.40702 | 0.32132 | 0.28791 | 0.20503 | 0.31324 | 0.12327 | 0.20587 | 0.27018 | 0.225 | 0.485 | 0.458 | 0.481 | 0.514 | 0.588 | 0.502
4841 | 0.29765 | 0.32172 | 0.38253 | 0.32216 | 0.2863 | 0.20104 | 0.27218 | 0.12446 | 0.19642 | 0.24212 | 0.21806 | 0.41 | 0.342 | 0.368 | 0.41 | 0.491 | 0.371
4842 | 0.31158 | 0.25639 | 0.357 | 0.31426 | 0.2742 | 0.18495 | 0.21202 | 0.12391 | 0.18082 | 0.2133 | 0.20111 | 0.285 | 0.211 | 0.244 | 0.27975 | 0.36 | 0.23
4843 | 0.3154 | 0.20689 | 0.33888 | 0.29857 | 0.24143 | 0.14843 | 0.13171 | 0.12217 | 0.15098 | 0.1683 | 0.16503 | 0.156 | 0.099 | 0.125 | 0.1465 | 0.198 | 0.107
4844 | 0.306 | 0.16763 | 0.3279 | 0.28129 | 0.20998 | 0.10921 | 0.082575 | 0.12328 | 0.11881 | 0.11815 | 0.12459 | 0.051 | 0.021 | 0.035 | 0.04125 | 0.054 | 0.025
4845 | 0.31655 | 0.13901 | 0.3279 | 0.28152 | 0.20012 | 0.11271 | 0.056931 | 0.13138 | 0.11354 | 0.10683 | 0.10322 | 0 | 0 | 0.001 | 0.00025 | 0 | 0
4846 | 0.37977 | 0.12289 | 0.32381 | 0.30335 | 0.20647 | 0.12707 | 0.033782 | 0.1313 | 0.11201 | 0.094158 | 0.095519 | 0 | 0 | 0 | 0 | 0 | 0
4847 | 0.39275 | 0.11972 | 0.32109 | 0.3169 | 0.23686 | 0.13347 | 0.018789 | 0.12142 | 0.1102 | 0.082389 | 0.10351 | 0 | 0 | 0 | 0 | 0 | 0
4848 | 0.37926 | 0.13681 | 0.30367 | 0.32028 | 0.2779 | 0.13501 | 0.010911 | 0.10801 | 0.11124 | 0.076915 | 0.12502 | 0 | 0 | 0 | 0 | 0 | 0
4849 | 0.36433 | 0.16097 | 0.29839 | 0.32501 | 0.31232 | 0.12859 | 0.009566 | 0.090813 | 0.11152 | 0.07704 | 0.14962 | 0 | 0 | 0 | 0 | 0 | 0
4850 | 0.34205 | 0.17136 | 0.28537 | 0.31694 | 0.32339 | 0.11866 | 0.014489 | 0.074313 | 0.10965 | 0.071747 | 0.1739 | 0 | 0 | 0 | 0 | 0 | 0
4851 | 0.32012 | 0.17623 | 0.24793 | 0.29599 | 0.31992 | 0.10749 | 0.022807 | 0.063287 | 0.10656 | 0.060539 | 0.19491 | 0 | 0 | 0 | 0 | 0 | 0
4852 | 0.28275 | 0.17842 | 0.21199 | 0.26353 | 0.29585 | 0.10035 | 0.032866 | 0.059606 | 0.10551 | 0.049972 | 0.21211 | 0 | 0 | 0 | 0 | 0 | 0
4853 | 0.24063 | 0.16722 | 0.18212 | 0.2245 | 0.25074 | 0.098269 | 0.041323 | 0.06251 | 0.10232 | 0.039139 | 0.20938 | 0 | 0.002 | 0 | 0 | 0 | 0
4854 | 0.20281 | 0.14727 | 0.12498 | 0.17704 | 0.20334 | 0.089491 | 0.03908 | 0.064404 | 0.089553 | 0.023912 | 0.18041 | 0.008 | 0.04 | 0.004 | 0.0125 | 0.006 | 0.032
4855 | 0.16342 | 0.13058 | 0.044844 | 0.11808 | 0.14599 | 0.062888 | 0.019089 | 0.051855 | 0.061787 | 0.006583 | 0.12582 | 0.064 | 0.128 | 0.058 | 0.07925 | 0.061 | 0.134
4856 | 0.13467 | 0.12067 | 0.018011 | 0.091718 | 0.12248 | 0.067895 | 0.022048 | 0.050238 | 0.059415 | 3e-06 | 0.11952 | 0.151 | 0.239 | 0.156 | 0.1795 | 0.149 | 0.262
4857 | 0.12096 | 0.11254 | 0.031932 | 0.088081 | 0.11135 | 0.075092 | 0.034749 | 0.059629 | 0.065547 | 0.016289 | 0.11118 | 0.258 | 0.345 | 0.268 | 0.29425 | 0.247 | 0.404
4858 | 0.13587 | 0.10271 | 0.048279 | 0.10178 | 0.12119 | 0.086398 | 0.049557 | 0.071282 | 0.081205 | 0.04925 | 0.11789 | 0.38 | 0.431 | 0.366 | 0.40475 | 0.345 | 0.528
4859 | 0.15467 | 0.097062 | 0.10312 | 0.13826 | 0.157 | 0.1058 | 0.064607 | 0.083223 | 0.10302 | 0.081622 | 0.14144 | 0.505 | 0.493 | 0.434 | 0.49425 | 0.428 | 0.61
4860 | 0.177 | 0.099289 | 0.21088 | 0.19642 | 0.20137 | 0.13 | 0.080663 | 0.098111 | 0.12316 | 0.095094 | 0.16944 | 0.603 | 0.54 | 0.471 | 0.549 | 0.467 | 0.655
4861 | 0.20206 | 0.11113 | 0.3584 | 0.26666 | 0.23951 | 0.15606 | 0.097201 | 0.11818 | 0.14399 | 0.1071 | 0.19464 | 0.655 | 0.552 | 0.471 | 0.5625 | 0.479 | 0.645
4862 | 0.22732 | 0.12771 | 0.49024 | 0.3291 | 0.26973 | 0.17982 | 0.11105 | 0.14223 | 0.16633 | 0.12759 | 0.21566 | 0.649 | 0.516 | 0.444 | 0.53425 | 0.412 | 0.632
4863 | 0.25269 | 0.14384 | 0.55221 | 0.35863 | 0.27099 | 0.19498 | 0.12126 | 0.16696 | 0.18141 | 0.13892 | 0.2248 | 0.604 | 0.451 | 0.39 | 0.4795 | 0.341 | 0.583
4864 | 0.28501 | 0.15591 | 0.58026 | 0.36978 | 0.24408 | 0.19741 | 0.12567 | 0.18968 | 0.18656 | 0.14544 | 0.21369 | 0.515 | 0.35 | 0.323 | 0.39475 | 0.249 | 0.492
4865 | 0.32483 | 0.15018 | 0.58578 | 0.37541 | 0.21562 | 0.1949 | 0.12089 | 0.20544 | 0.18728 | 0.15615 | 0.19263 | 0.396 | 0.24 | 0.247 | 0.2895 | 0.146 | 0.369
4866 | 0.37714 | 0.1423 | 0.56631 | 0.3797 | 0.19566 | 0.19889 | 0.10973 | 0.21016 | 0.19043 | 0.1792 | 0.17349 | 0.273 | 0.142 | 0.167 | 0.191 | 0.087 | 0.237
4867 | 0.42566 | 0.1293 | 0.52072 | 0.37767 | 0.18662 | 0.19372 | 0.099551 | 0.20418 | 0.18525 | 0.19 | 0.1531 | 0.149 | 0.061 | 0.091 | 0.0985 | 0.049 | 0.105
4868 | 0.44798 | 0.11336 | 0.46979 | 0.36679 | 0.18261 | 0.1807 | 0.10234 | 0.1969 | 0.17228 | 0.18485 | 0.12668 | 0.049 | 0.011 | 0.029 | 0.0295 | 0.016 | 0.024
4869 | 0.45053 | 0.095128 | 0.45515 | 0.36695 | 0.19517 | 0.19213 | 0.10837 | 0.22096 | 0.18682 | 0.22569 | 0.10852 | 0.001 | 0 | 0.001 | 0.0005 | 0 | 0
4870 | 0.40348 | 0.084622 | 0.45807 | 0.3665 | 0.23794 | 0.21301 | 0.10216 | 0.23715 | 0.2008 | 0.24639 | 0.10663 | 0 | 0 | 0 | 0 | 0 | 0
4871 | 0.31885 | 0.085623 | 0.42883 | 0.34021 | 0.27294 | 0.21207 | 0.089772 | 0.22627 | 0.18622 | 0.18918 | 0.11737 | 0 | 0 | 0 | 0 | 0 | 0
4872 | 0.23847 | 0.08972 | 0.39402 | 0.29949 | 0.26597 | 0.1919 | 0.078975 | 0.21092 | 0.1658 | 0.13573 | 0.12465 | 0 | 0 | 0 | 0 | 0 | 0
4873 | 0.19695 | 0.085218 | 0.33613 | 0.26583 | 0.2644 | 0.17407 | 0.075121 | 0.19472 | 0.15287 | 0.11427 | 0.12843 | 0 | 0 | 0 | 0 | 0 | 0
4874 | 0.15305 | 0.080951 | 0.28537 | 0.23499 | 0.26655 | 0.16853 | 0.075721 | 0.182 | 0.15137 | 0.11744 | 0.13749 | 0 | 0 | 0 | 0 | 0 | 0
4875 | 0.12627 | 0.079147 | 0.25156 | 0.21068 | 0.25421 | 0.16671 | 0.080331 | 0.17091 | 0.15211 | 0.13072 | 0.1401 | 0 | 0 | 0 | 0 | 0 | 0
4876 | 0.087117 | 0.078814 | 0.22441 | 0.1835 | 0.23898 | 0.16262 | 0.085136 | 0.15605 | 0.14667 | 0.1285 | 0.13949 | 0 | 0 | 0 | 0 | 0 | 0
4877 | 0.045325 | 0.087109 | 0.19888 | 0.16569 | 0.25285 | 0.13622 | 0.080536 | 0.13914 | 0.13472 | 0.12169 | 0.14182 | 0 | 0.001 | 0 | 0 | 0 | 0
4878 | 0.015347 | 0.10168 | 0.19145 | 0.13428 | 0.19605 | 0.088428 | 0.055429 | 0.11298 | 0.10055 | 0.080351 | 0.12044 | 0.009 | 0.032 | 0.005 | 0.01025 | 0 | 0.027
4879 | 0.001351 | 0.10782 | 0.12997 | 0.086497 | 0.12817 | 0.033893 | 0.044734 | 0.070981 | 0.06484 | 0.057615 | 0.096873 | 0.073 | 0.119 | 0.067 | 0.06775 | 0.004 | 0.127
4880 | 1e-06 | 0.09625 | 0.087544 | 0.057198 | 0.08405 | 0.015949 | 0.053789 | 0.055703 | 0.049577 | 0.048493 | 0.078162 | 0.198 | 0.242 | 0.185 | 0.19175 | 0.126 | 0.258
4881 | 0.002646 | 0.08426 | 0.04341 | 0.035146 | 0.059382 | 0.015365 | 0.063126 | 0.050003 | 0.041292 | 0.044981 | 0.054819 | 0.348 | 0.374 | 0.321 | 0.34175 | 0.289 | 0.409
4882 | 0.017152 | 0.087906 | 0.017708 | 0.035256 | 0.070908 | 0.02081 | 0.071852 | 0.050151 | 0.044116 | 0.052722 | 0.052781 | 0.479 | 0.485 | 0.445 | 0.47825 | 0.442 | 0.547
4883 | 0.041235 | 0.1029 | 0.009446 | 0.049025 | 0.096393 | 0.028354 | 0.083034 | 0.054662 | 0.053115 | 0.064101 | 0.065341 | 0.582 | 0.555 | 0.537 | 0.57975 | 0.567 | 0.633
4884 | 0.061832 | 0.12716 | 0.003115 | 0.060851 | 0.11761 | 0.036771 | 0.095886 | 0.058764 | 0.062448 | 0.071453 | 0.082805 | 0.633 | 0.588 | 0.592 | 0.639 | 0.65 | 0.681
4885 | 0.070845 | 0.15349 | 0.000154 | 0.06565 | 0.12595 | 0.042459 | 0.10718 | 0.061355 | 0.068057 | 0.076015 | 0.0924 | 0.621 | 0.585 | 0.612 | 0.64575 | 0.701 | 0.649
4886 | 0.078047 | 0.17488 | 2e-06 | 0.065968 | 0.11985 | 0.045249 | 0.11169 | 0.062774 | 0.070349 | 0.079104 | 0.094269 | 0.562 | 0.549 | 0.597 | 0.58175 | 0.712 | 0.456
4887 | 0.080759 | 0.18989 | 0 | 0.062922 | 0.10801 | 0.046847 | 0.11086 | 0.062793 | 0.069574 | 0.07931 | 0.089347 | 0.458 | 0.48 | 0.549 | 0.485 | 0.669 | 0.264
4888 | 0.07454 | 0.19003 | 7e-06 | 0.055154 | 0.090915 | 0.048314 | 0.10404 | 0.061464 | 0.066222 | 0.076571 | 0.078538 | 0.361 | 0.359 | 0.468 | 0.39925 | 0.567 | 0.201
4889 | 0.064863 | 0.17821 | 0.000499 | 0.045528 | 0.071222 | 0.049174 | 0.090794 | 0.060656 | 0.061244 | 0.072757 | 0.062388 | 0.255 | 0.243 | 0.36 | 0.30725 | 0.458 | 0.156
4890 | 0.052659 | 0.16641 | 0.004128 | 0.036589 | 0.052979 | 0.048873 | 0.073963 | 0.061963 | 0.056781 | 0.067781 | 0.048506 | 0.162 | 0.141 | 0.241 | 0.226 | 0.364 | 0.137
4891 | 0.044812 | 0.1448 | 0.010329 | 0.030776 | 0.037188 | 0.04756 | 0.058172 | 0.066699 | 0.053013 | 0.062748 | 0.035047 | 0.092 | 0.065 | 0.125 | 0.126 | 0.2 | 0.087
4892 | 0.037074 | 0.12447 | 0.031524 | 0.03204 | 0.027521 | 0.054411 | 0.05343 | 0.082655 | 0.061671 | 0.083057 | 0.026559 | 0.027 | 0.013 | 0.034 | 0.03475 | 0.052 | 0.026
4893 | 0.027857 | 0.10717 | 0.098007 | 0.047098 | 0.015429 | 0.06641 | 0.059523 | 0.12132 | 0.08924 | 0.14877 | 0.02046 | 0 | 0 | 0 | 0 | 0 | 0
4894 | 0.020766 | 0.088588 | 0.15201 | 0.058837 | 0.003741 | 0.062811 | 0.056716 | 0.14455 | 0.099446 | 0.18004 | 0.010386 | 0 | 0 | 0 | 0 | 0 | 0
4895 | 0.019323 | 0.074577 | 0.17206 | 0.06394 | 0.000432 | 0.055155 | 0.050588 | 0.14419 | 0.093375 | 0.16841 | 0.005741 | 0 | 0 | 0 | 0 | 0 | 0
4896 | 0.015307 | 0.065822 | 0.15948 | 0.058481 | 0.000658 | 0.05172 | 0.046585 | 0.13747 | 0.086422 | 0.14863 | 0.007874 | 0 | 0 | 0 | 0 | 0 | 0
4897 | 0.007389 | 0.063714 | 0.12091 | 0.044416 | 0.004952 | 0.047908 | 0.0431 | 0.12753 | 0.080412 | 0.13342 | 0.012798 | 0 | 0 | 0 | 0 | 0 | 0
4898 | 0.002585 | 0.064626 | 0.081576 | 0.031899 | 0.011537 | 0.042691 | 0.040717 | 0.11844 | 0.074844 | 0.11878 | 0.019469 | 0 | 0 | 0 | 0 | 0 | 0
4899 | 0.002429 | 0.060599 | 0.071513 | 0.031844 | 0.021591 | 0.035178 | 0.040028 | 0.11303 | 0.071443 | 0.10927 | 0.0283 | 0 | 0 | 0 | 0 | 0 | 0
4900 | 0.003394 | 0.046669 | 0.067916 | 0.032497 | 0.026182 | 0.027369 | 0.04127 | 0.11099 | 0.068614 | 0.10457 | 0.031523 | 0 | 0 | 0 | 0 | 0 | 0
4901 | 0.010959 | 0.034008 | 0.094446 | 0.04358 | 0.025336 | 0.022799 | 0.040133 | 0.10634 | 0.062934 | 0.092234 | 0.030358 | 0 | 0.001 | 0 | 0 | 0 | 0
4902 | 0.018608 | 0.027227 | 0.17605 | 0.073355 | 0.025408 | 0.018692 | 0.02481 | 0.098111 | 0.053384 | 0.068938 | 0.027796 | 0.007 | 0.037 | 0.006 | 0.007 | 0.003 | 0.012
4903 | 0.021471 | 0.016053 | 0.23368 | 0.090424 | 0.016125 | 0.01102 | 0.014064 | 0.07344 | 0.032301 | 0.027826 | 0.016919 | 0.058 | 0.121 | 0.06 | 0.05975 | 0.052 | 0.069
4904 | 0.028048 | 0.008057 | 0.29708 | 0.11136 | 0.008958 | 0.007593 | 0.015428 | 0.054839 | 0.020922 | 0.011089 | 0.010166 | 0.156 | 0.228 | 0.158 | 0.16575 | 0.15 | 0.199
4905 | 0.026577 | 0.003521 | 0.44636 | 0.1629 | 0.015764 | 0.01061 | 0.014987 | 0.068834 | 0.025229 | 0.008303 | 0.013167 | 0.278 | 0.34 | 0.27 | 0.2925 | 0.255 | 0.367
4906 | 0.015148 | 0.00151 | 0.54225 | 0.19359 | 0.023381 | 0.009957 | 0.01395 | 0.08918 | 0.031042 | 0.009334 | 0.015697 | 0.405 | 0.442 | 0.366 | 0.40825 | 0.341 | 0.521
4907 | 0.000317 | 0.000674 | 0.61158 | 0.21232 | 0.025054 | 0.00854 | 0.013453 | 0.10202 | 0.035112 | 0.013009 | 0.016881 | 0.488 | 0.512 | 0.435 | 0.48575 | 0.403 | 0.617
4908 | 0 | 0.002355 | 0.72037 | 0.24536 | 0.015726 | 0.007387 | 0.012586 | 0.12209 | 0.040518 | 0.015787 | 0.016806 | 0.497 | 0.542 | 0.474 | 0.5095 | 0.419 | 0.648
4909 | 0.003057 | 0.007717 | 0.83015 | 0.27989 | 0.006448 | 0.006566 | 0.010992 | 0.15142 | 0.047932 | 0.018119 | 0.015627 | 0.508 | 0.534 | 0.471 | 0.51125 | 0.456 | 0.61
4910 | 0.06927 | 0.01977 | 0.90011 | 0.32429 | 0.003504 | 0.009417 | 0.010206 | 0.1897 | 0.058725 | 0.020986 | 0.014797 | 0.528 | 0.495 | 0.441 | 0.48975 | 0.468 | 0.522
4911 | 0.12885 | 0.040462 | 0.94582 | 0.36542 | 0.021603 | 0.019114 | 0.013032 | 0.22558 | 0.071388 | 0.025655 | 0.015206 | 0.486 | 0.434 | 0.389 | 0.42325 | 0.419 | 0.399
4912 | 0.1645 | 0.060466 | 0.96051 | 0.39759 | 0.067757 | 0.034757 | 0.02215 | 0.25337 | 0.084795 | 0.032352 | 0.0187 | 0.323 | 0.341 | 0.325 | 0.32425 | 0.34 | 0.309
4913 | 0.20492 | 0.082879 | 0.95874 | 0.42318 | 0.10589 | 0.054401 | 0.039079 | 0.28949 | 0.10043 | 0.030245 | 0.027593 | 0.17 | 0.232 | 0.255 | 0.224 | 0.245 | 0.226
4914 | 0.29243 | 0.1279 | 0.95499 | 0.46039 | 0.13376 | 0.072566 | 0.064967 | 0.32162 | 0.11227 | 0.013419 | 0.041491 | 0.07 | 0.138 | 0.179 | 0.12825 | 0.138 | 0.126
4915 | 0.41094 | 0.20019 | 0.94175 | 0.51618 | 0.19585 | 0.11017 | 0.11136 | 0.30845 | 0.12766 | 0.016231 | 0.075764 | 0.027 | 0.061 | 0.1 | 0.059 | 0.061 | 0.048
4916 | 0.35128 | 0.29748 | 0.89437 | 0.50939 | 0.28253 | 0.17545 | 0.19431 | 0.30738 | 0.18413 | 0.10841 | 0.14527 | 0.006 | 0.01 | 0.029 | 0.01275 | 0.007 | 0.009
4917 | 0.2418 | 0.40698 | 0.85628 | 0.47176 | 0.31721 | 0.2156 | 0.26986 | 0.34257 | 0.22521 | 0.13392 | 0.20874 | 0 | 0 | 0.001 | 0.00025 | 0 | 0
4918 | 0.14863 | 0.48356 | 0.89775 | 0.45946 | 0.332 | 0.23977 | 0.28092 | 0.39393 | 0.22586 | 0.028793 | 0.24094 | 0 | 0 | 0 | 0 | 0 | 0
4919 | 0.18923 | 0.54568 | 0.9444 | 0.49376 | 0.34764 | 0.27202 | 0.27673 | 0.4554 | 0.25988 | 0.060909 | 0.25118 | 0 | 0 | 0 | 0 | 0 | 0
4920 | 0.21674 | 0.64431 | 0.92399 | 0.49399 | 0.34124 | 0.3164 | 0.2589 | 0.50454 | 0.33499 | 0.25512 | 0.26391 | 0 | 0 | 0 | 0 | 0 | 0
4921 | 0.22767 | 0.706 | 0.87032 | 0.46816 | 0.30648 | 0.36441 | 0.24483 | 0.5368 | 0.37182 | 0.33404 | 0.25204 | 0 | 0 | 0 | 0 | 0 | 0
4922 | 0.2571 | 0.71078 | 0.83235 | 0.47026 | 0.32133 | 0.43364 | 0.24753 | 0.54627 | 0.40065 | 0.38754 | 0.23516 | 0 | 0 | 0 | 0 | 0 | 0
4923 | 0.31925 | 0.7032 | 0.80674 | 0.47296 | 0.29288 | 0.44794 | 0.24592 | 0.55599 | 0.42004 | 0.43169 | 0.24452 | 0 | 0 | 0 | 0 | 0 | 0
4924 | 0.33746 | 0.68516 | 0.76949 | 0.44802 | 0.23711 | 0.46209 | 0.24847 | 0.59214 | 0.46612 | 0.57137 | 0.23889 | 0 | 0 | 0 | 0 | 0 | 0
4925 | 0.40508 | 0.63648 | 0.70701 | 0.43712 | 0.19927 | 0.51306 | 0.2438 | 0.61418 | 0.48915 | 0.60507 | 0.22427 | 0 | 0 | 0 | 0 | 0 | 0
4926 | 0.62416 | 0.52725 | 0.62877 | 0.48014 | 0.18749 | 0.50739 | 0.21592 | 0.62111 | 0.50949 | 0.70627 | 0.20319 | 0.007 | 0.019 | 0.004 | 0.0075 | 0 | 0.019
4927 | 0.78745 | 0.38137 | 0.5351 | 0.50749 | 0.19991 | 0.58804 | 0.19781 | 0.63051 | 0.54282 | 0.73388 | 0.21886 | 0.059 | 0.088 | 0.055 | 0.06575 | 0.046 | 0.103
4928 | 0.9561 | 0.28731 | 0.55787 | 0.58265 | 0.23398 | 0.76587 | 0.2285 | 0.65263 | 0.62837 | 0.80958 | 0.28538 | 0.122 | 0.199 | 0.167 | 0.16175 | 0.143 | 0.215
4929 | 0.97796 | 0.21608 | 0.46832 | 0.5661 | 0.25202 | 0.86059 | 0.28097 | 0.64427 | 0.69169 | 0.89967 | 0.36225 | 0.18 | 0.324 | 0.323 | 0.25 | 0.179 | 0.318
4930 | 0.96715 | 0.14086 | 0.3854 | 0.52554 | 0.22408 | 0.90594 | 0.34952 | 0.61672 | 0.71965 | 0.93447 | 0.42147 | 0.245 | 0.428 | 0.447 | 0.34375 | 0.291 | 0.392
4931 | 0.97645 | 0.079631 | 0.332 | 0.54132 | 0.3155 | 0.93124 | 0.40752 | 0.5793 | 0.72331 | 0.91669 | 0.46603 | 0.309 | 0.485 | 0.545 | 0.42 | 0.403 | 0.423
4932 | 0.98075 | 0.042658 | 0.30235 | 0.6289 | 0.60359 | 0.93822 | 0.46682 | 0.53674 | 0.72151 | 0.93825 | 0.47284 | 0.379 | 0.528 | 0.619 | 0.464 | 0.462 | 0.396
4933 | 0.9709 | 0.041062 | 0.25521 | 0.64314 | 0.70332 | 0.93549 | 0.53712 | 0.49921 | 0.71669 | 0.94165 | 0.49041 | 0.436 | 0.533 | 0.654 | 0.51125 | 0.626 | 0.329
4934 | 0.94745 | 0.065455 | 0.22556 | 0.64404 | 0.75911 | 0.92326 | 0.60735 | 0.46576 | 0.73293 | 0.94383 | 0.59887 | 0.457 | 0.519 | 0.65 | 0.5125 | 0.673 | 0.27
4935 | 0.9038 | 0.11104 | 0.21646 | 0.67549 | 0.90621 | 0.89698 | 0.66665 | 0.43036 | 0.74821 | 0.94083 | 0.72468 | 0.445 | 0.471 | 0.612 | 0.4715 | 0.638 | 0.191
4936 | 0.83471 | 0.18809 | 0.2372 | 0.68089 | 0.97076 | 0.85875 | 0.70154 | 0.39045 | 0.73714 | 0.92479 | 0.77457 | 0.44 | 0.39 | 0.532 | 0.4145 | 0.54 | 0.146
4937 | 0.72786 | 0.34408 | 0.28408 | 0.66424 | 0.98078 | 0.79224 | 0.71322 | 0.35354 | 0.70904 | 0.89248 | 0.79792 | 0.404 | 0.281 | 0.418 | 0.34875 | 0.464 | 0.109
4938 | 0.56184 | 0.52474 | 0.30766 | 0.60876 | 0.95678 | 0.67948 | 0.71552 | 0.31994 | 0.66699 | 0.83204 | 0.83652 | 0.301 | 0.172 | 0.279 | 0.25425 | 0.35 | 0.087
4939 | 0.34891 | 0.64139 | 0.36687 | 0.54363 | 0.91512 | 0.49764 | 0.71502 | 0.27433 | 0.5729 | 0.71584 | 0.80381 | 0.167 | 0.073 | 0.14 | 0.13525 | 0.178 | 0.056
4940 | 0.19624 | 0.84202 | 0.41137 | 0.48865 | 0.85833 | 0.30264 | 0.70534 | 0.21459 | 0.42841 | 0.48331 | 0.71308 | 0.053 | 0.01 | 0.034 | 0.03725 | 0.041 | 0.021
4941 | 0.10142 | 0.93447 | 0.39835 | 0.4263 | 0.77914 | 0.19064 | 0.69534 | 0.18554 | 0.32069 | 0.29792 | 0.60866 | 0 | 0 | 0 | 0 | 0 | 0
4942 | 0.041262 | 0.92945 | 0.28023 | 0.33139 | 0.67268 | 0.13395 | 0.69506 | 0.15793 | 0.25032 | 0.20067 | 0.50872 | 0 | 0 | 0 | 0 | 0 | 0
4943 | 0.018993 | 0.90509 | 0.18417 | 0.25402 | 0.5589 | 0.12094 | 0.70827 | 0.13606 | 0.21845 | 0.17611 | 0.44068 | 0 | 0 | 0 | 0 | 0 | 0
4944 | 0.019748 | 0.88719 | 0.15109 | 0.20419 | 0.44173 | 0.12874 | 0.71784 | 0.11998 | 0.19428 | 0.15019 | 0.37822 | 0 | 0 | 0 | 0 | 0 | 0
4945 | 0.030411 | 0.8557 | 0.1368 | 0.16855 | 0.33843 | 0.13632 | 0.6999 | 0.10167 | 0.17282 | 0.12487 | 0.3284 | 0 | 0 | 0 | 0 | 0 | 0
4946 | 0.051454 | 0.82344 | 0.1061 | 0.13504 | 0.24758 | 0.13803 | 0.66718 | 0.089465 | 0.15056 | 0.096971 | 0.27778 | 0 | 0 | 0 | 0 | 0 | 0
4947 | 0.087897 | 0.7971 | 0.094446 | 0.12085 | 0.18021 | 0.14916 | 0.62617 | 0.088809 | 0.13447 | 0.065718 | 0.23419 | 0 | 0 | 0 | 0 | 0 | 0
4948 | 0.13897 | 0.76995 | 0.16425 | 0.15007 | 0.14698 | 0.16752 | 0.57403 | 0.096472 | 0.13138 | 0.047557 | 0.21399 | 0 | 0 | 0 | 0 | 0 | 0
4949 | 0.16306 | 0.75254 | 0.32517 | 0.20974 | 0.14101 | 0.17563 | 0.52203 | 0.11252 | 0.13589 | 0.047584 | 0.20784 | 0 | 0 | 0 | 0 | 0 | 0
4950 | 0.19509 | 0.72025 | 0.5451 | 0.28793 | 0.12361 | 0.15883 | 0.46021 | 0.14239 | 0.13379 | 0.047105 | 0.18683 | 0.007 | 0.04 | 0.005 | 0.0095 | 0 | 0.026
4951 | 0.23681 | 0.66284 | 0.61824 | 0.31751 | 0.097475 | 0.10178 | 0.43648 | 0.1423 | 0.10318 | 0.031305 | 0.13735 | 0.069 | 0.143 | 0.053 | 0.074 | 0.053 | 0.121
4952 | 0.26375 | 0.5733 | 0.62747 | 0.34044 | 0.1301 | 0.10093 | 0.43051 | 0.1352 | 0.10383 | 0.053091 | 0.12609 | 0.188 | 0.286 | 0.145 | 0.182 | 0.14 | 0.255
4953 | 0.26875 | 0.48207 | 0.70247 | 0.39247 | 0.20621 | 0.15097 | 0.37723 | 0.18873 | 0.14661 | 0.09702 | 0.14972 | 0.331 | 0.424 | 0.25 | 0.307 | 0.244 | 0.403
4954 | 0.24554 | 0.4306 | 0.74474 | 0.4141 | 0.25201 | 0.17609 | 0.31249 | 0.23901 | 0.17908 | 0.12476 | 0.17646 | 0.469 | 0.536 | 0.348 | 0.44425 | 0.448 | 0.512
4955 | 0.25258 | 0.41119 | 0.85628 | 0.44819 | 0.23571 | 0.193 | 0.27791 | 0.27771 | 0.19575 | 0.14236 | 0.16993 | 0.542 | 0.61 | 0.422 | 0.533 | 0.585 | 0.583
4956 | 0.25334 | 0.36169 | 0.94024 | 0.47263 | 0.22432 | 0.21831 | 0.26131 | 0.32606 | 0.21861 | 0.1745 | 0.15559 | 0.565 | 0.645 | 0.469 | 0.57925 | 0.672 | 0.611
4957 | 0.2759 | 0.26698 | 0.95276 | 0.49153 | 0.24591 | 0.26116 | 0.22817 | 0.36182 | 0.24896 | 0.21008 | 0.16277 | 0.53 | 0.648 | 0.473 | 0.5665 | 0.716 | 0.547
4958 | 0.23902 | 0.20864 | 0.95874 | 0.4932 | 0.28185 | 0.28114 | 0.18148 | 0.37919 | 0.27861 | 0.27051 | 0.18359 | 0.519 | 0.613 | 0.433 | 0.518 | 0.698 | 0.422
4959 | 0.24554 | 0.19962 | 0.96264 | 0.48974 | 0.26105 | 0.23484 | 0.14423 | 0.41382 | 0.27599 | 0.2877 | 0.16761 | 0.375 | 0.549 | 0.37 | 0.395 | 0.55 | 0.285
4960 | 0.33699 | 0.18961 | 0.9576 | 0.49919 | 0.20299 | 0.20776 | 0.11925 | 0.45755 | 0.26954 | 0.27785 | 0.13499 | 0.173 | 0.442 | 0.308 | 0.213 | 0.211 | 0.16
4961 | 0.45073 | 0.15394 | 0.95018 | 0.52388 | 0.17072 | 0.22399 | 0.095163 | 0.472 | 0.28224 | 0.31911 | 0.11387 | 0.146 | 0.3 | 0.244 | 0.1645 | 0.176 | 0.092
4962 | 0.54621 | 0.11337 | 0.94353 | 0.55865 | 0.18621 | 0.24819 | 0.066096 | 0.46883 | 0.29081 | 0.32475 | 0.12146 | 0.118 | 0.156 | 0.175 | 0.1235 | 0.138 | 0.063
4963 | 0.62402 | 0.089265 | 0.94353 | 0.61052 | 0.26402 | 0.2725 | 0.038057 | 0.44259 | 0.28063 | 0.26043 | 0.147 | 0.059 | 0.056 | 0.094 | 0.06375 | 0.06 | 0.042
4964 | 0.67241 | 0.077502 | 0.90648 | 0.64933 | 0.36911 | 0.32889 | 0.027899 | 0.40734 | 0.27408 | 0.17173 | 0.18835 | 0.012 | 0.006 | 0.027 | 0.016 | 0.01 | 0.015
4965 | 0.69694 | 0.079688 | 0.89583 | 0.69099 | 0.48019 | 0.40071 | 0.043863 | 0.42298 | 0.32063 | 0.20441 | 0.25443 | 0 | 0 | 0.001 | 0.00025 | 0 | 0
4966 | 0.68422 | 0.11401 | 0.90514 | 0.72026 | 0.57142 | 0.43895 | 0.080217 | 0.44306 | 0.37027 | 0.28052 | 0.31854 | 0 | 0 | 0 | 0 | 0 | 0
4967 | 0.66421 | 0.17352 | 0.89917 | 0.72802 | 0.62068 | 0.45065 | 0.11436 | 0.46159 | 0.42776 | 0.43612 | 0.36265 | 0 | 0 | 0 | 0 | 0 | 0
4968 | 0.66651 | 0.23737 | 0.88314 | 0.72552 | 0.6269 | 0.51344 | 0.13842 | 0.48981 | 0.46138 | 0.45989 | 0.38236 | 0 | 0 | 0 | 0 | 0 | 0
4969 | 0.68903 | 0.29553 | 0.87771 | 0.72966 | 0.62224 | 0.47407 | 0.15391 | 0.51041 | 0.45125 | 0.42429 | 0.39623 | 0 | 0 | 0 | 0 | 0 | 0
4970 | 0.73028 | 0.34741 | 0.86006 | 0.72514 | 0.58509 | 0.46212 | 0.16061 | 0.52279 | 0.44914 | 0.40728 | 0.40437 | 0 | 0 | 0 | 0 | 0 | 0
4971 | 0.74713 | 0.38733 | 0.84437 | 0.72309 | 0.57776 | 0.46778 | 0.16132 | 0.52679 | 0.45053 | 0.3999 | 0.40763 | 0 | 0 | 0 | 0 | 0 | 0
4972 | 0.75492 | 0.41491 | 0.84976 | 0.72449 | 0.56878 | 0.50048 | 0.16918 | 0.52272 | 0.46808 | 0.42725 | 0.42187 | 0 | 0 | 0 | 0 | 0 | 0
4973 | 0.76045 | 0.43006 | 0.84437 | 0.7253 | 0.57106 | 0.49927 | 0.17561 | 0.51258 | 0.46157 | 0.39731 | 0.43712 | 0 | 0 | 0 | 0 | 0 | 0
4974 | 0.77668 | 0.43148 | 0.82416 | 0.72942 | 0.58742 | 0.51135 | 0.15471 | 0.49853 | 0.4481 | 0.35427 | 0.42827 | 0.006 | 0.024 | 0.004 | 0.00675 | 0.003 | 0.014
4975 | 0.8024 | 0.42938 | 0.80839 | 0.73203 | 0.58531 | 0.53065 | 0.14526 | 0.48529 | 0.4618 | 0.4182 | 0.41305 | 0.063 | 0.098 | 0.059 | 0.062 | 0.054 | 0.072
4976 | 0.82501 | 0.40732 | 0.81642 | 0.75941 | 0.63681 | 0.62989 | 0.21222 | 0.53659 | 0.57894 | 0.66804 | 0.48124 | 0.147 | 0.201 | 0.17 | 0.151 | 0.14 | 0.147
4977 | 0.8233 | 0.36177 | 0.8919 | 0.80283 | 0.69328 | 0.75181 | 0.26793 | 0.61347 | 0.67537 | 0.76053 | 0.57569 | 0.258 | 0.314 | 0.312 | 0.2665 | 0.253 | 0.243
4978 | 0.8055 | 0.29953 | 0.91167 | 0.82412 | 0.75517 | 0.79697 | 0.29776 | 0.64391 | 0.72324 | 0.82352 | 0.62857 | 0.356 | 0.42 | 0.428 | 0.37175 | 0.384 | 0.319
4979 | 0.78177 | 0.25086 | 0.91459 | 0.82982 | 0.79311 | 0.81322 | 0.31975 | 0.66361 | 0.74473 | 0.85558 | 0.64651 | 0.472 | 0.49 | 0.51 | 0.4705 | 0.541 | 0.359
4980 | 0.75594 | 0.21818 | 0.91418 | 0.82226 | 0.79666 | 0.81633 | 0.34002 | 0.68542 | 0.75319 | 0.86104 | 0.64996 | 0.554 | 0.519 | 0.573 | 0.5245 | 0.646 | 0.325
4981 | 0.74716 | 0.18795 | 0.91125 | 0.81644 | 0.79091 | 0.81517 | 0.3624 | 0.70305 | 0.75849 | 0.86412 | 0.6516 | 0.597 | 0.516 | 0.601 | 0.5515 | 0.649 | 0.359
4982 | 0.74461 | 0.16805 | 0.90692 | 0.81232 | 0.78544 | 0.81359 | 0.38947 | 0.71443 | 0.76592 | 0.86805 | 0.66762 | 0.59 | 0.474 | 0.594 | 0.53725 | 0.556 | 0.409
4983 | 0.75888 | 0.16991 | 0.89964 | 0.81482 | 0.78592 | 0.81707 | 0.41207 | 0.71584 | 0.77318 | 0.87484 | 0.68498 | 0.579 | 0.421 | 0.541 | 0.5415 | 0.602 | 0.444
4984 | 0.75944 | 0.1881 | 0.90379 | 0.81616 | 0.78524 | 0.81177 | 0.42158 | 0.70721 | 0.77141 | 0.87286 | 0.6938 | 0.497 | 0.347 | 0.455 | 0.479 | 0.548 | 0.416
4985 | 0.76619 | 0.21964 | 0.90559 | 0.81151 | 0.76274 | 0.79795 | 0.4142 | 0.69305 | 0.7583 | 0.85295 | 0.68925 | 0.401 | 0.249 | 0.353 | 0.3795 | 0.442 | 0.322
4986 | 0.78873 | 0.26475 | 0.9015 | 0.8033 | 0.71967 | 0.75975 | 0.36874 | 0.66831 | 0.72013 | 0.81177 | 0.64068 | 0.273 | 0.153 | 0.234 | 0.254 | 0.303 | 0.206
4987 | 0.80913 | 0.30785 | 0.8766 | 0.78839 | 0.67944 | 0.67709 | 0.31604 | 0.62111 | 0.63941 | 0.66989 | 0.58954 | 0.138 | 0.07 | 0.114 | 0.123 | 0.138 | 0.102
4988 | 0.80456 | 0.33996 | 0.78251 | 0.74909 | 0.6602 | 0.62685 | 0.31966 | 0.56016 | 0.56512 | 0.50737 | 0.56609 | 0.042 | 0.01 | 0.025 | 0.031 | 0.031 | 0.026
4989 | 0.79181 | 0.373 | 0.71374 | 0.72315 | 0.6639 | 0.60607 | 0.34292 | 0.51811 | 0.5412 | 0.47505 | 0.56558 | 0 | 0 | 0 | 0 | 0 | 0
4990 | 0.77577 | 0.4027 | 0.71374 | 0.72251 | 0.67801 | 0.59065 | 0.3518 | 0.49337 | 0.52968 | 0.47553 | 0.55917 | 0 | 0 | 0 | 0 | 0 | 0
4991 | 0.78306 | 0.42111 | 0.67539 | 0.72052 | 0.70311 | 0.59543 | 0.36379 | 0.4816 | 0.53186 | 0.49791 | 0.55251 | 0 | 0 | 0 | 0 | 0 | 0
4992 | 0.80675 | 0.43672 | 0.59401 | 0.70478 | 0.71359 | 0.60846 | 0.36076 | 0.46592 | 0.53552 | 0.5269 | 0.5408 | 0 | 0 | 0 | 0 | 0 | 0
4993 | 0.8014 | 0.45408 | 0.53796 | 0.67768 | 0.69366 | 0.60349 | 0.35801 | 0.45327 | 0.52125 | 0.5168 | 0.51145 | 0 | 0 | 0 | 0 | 0 | 0
4994 | 0.78572 | 0.46698 | 0.52216 | 0.65562 | 0.65899 | 0.59389 | 0.35784 | 0.44351 | 0.51128 | 0.51757 | 0.49017 | 0 | 0 | 0 | 0 | 0 | 0
4995 | 0.76637 | 0.47419 | 0.49752 | 0.63549 | 0.64259 | 0.58887 | 0.34768 | 0.43006 | 0.50148 | 0.50624 | 0.48075 | 0 | 0 | 0 | 0 | 0 | 0
4996 | 0.74398 | 0.47684 | 0.5106 | 0.62602 | 0.62348 | 0.57658 | 0.34431 | 0.40751 | 0.48016 | 0.47434 | 0.46222 | 0 | 0 | 0 | 0 | 0 | 0
4997 | 0.71496 | 0.48157 | 0.52072 | 0.61305 | 0.60349 | 0.55935 | 0.33676 | 0.37115 | 0.45961 | 0.46318 | 0.44475 | 0 | 0 | 0 | 0 | 0 | 0
4998 | 0.69011 | 0.47821 | 0.48002 | 0.58243 | 0.57717 | 0.51681 | 0.31381 | 0.32847 | 0.42552 | 0.43678 | 0.42002 | 0.006 | 0.03 | 0.002 | 0.0055 | 0 | 0.014
4999 | 0.6917 | 0.46639 | 0.3584 | 0.53697 | 0.56082 | 0.48839 | 0.37263 | 0.31344 | 0.41639 | 0.44806 | 0.41567 | 0.063 | 0.11 | 0.05 | 0.0615 | 0.054 | 0.079
5000 | 0.69058 | 0.45849 | 0.30633 | 0.53163 | 0.59797 | 0.54213 | 0.498 | 0.36652 | 0.50357 | 0.6237 | 0.48195 | 0.131 | 0.221 | 0.149 | 0.14925 | 0.149 | 0.168
5001 | 0.68686 | 0.46757 | 0.3486 | 0.55779 | 0.6379 | 0.64266 | 0.56829 | 0.415 | 0.58404 | 0.7205 | 0.558 | 0.192 | 0.343 | 0.267 | 0.245 | 0.255 | 0.266
5002 | 0.66945 | 0.48398 | 0.32653 | 0.54836 | 0.64909 | 0.6878 | 0.60449 | 0.44541 | 0.61176 | 0.73106 | 0.58278 | 0.295 | 0.448 | 0.383 | 0.34625 | 0.31 | 0.397
5003 | 0.66427 | 0.50111 | 0.31569 | 0.5441 | 0.65233 | 0.69506 | 0.61965 | 0.44458 | 0.60907 | 0.71273 | 0.5839 | 0.423 | 0.504 | 0.483 | 0.454 | 0.391 | 0.519
5004 | 0.67485 | 0.51344 | 0.29315 | 0.54857 | 0.6777 | 0.70204 | 0.62069 | 0.43723 | 0.60765 | 0.69946 | 0.59187 | 0.466 | 0.516 | 0.549 | 0.51875 | 0.523 | 0.537
5005 | 0.67477 | 0.53274 | 0.22902 | 0.53682 | 0.70666 | 0.71627 | 0.62071 | 0.43602 | 0.61782 | 0.7034 | 0.61558 | 0.475 | 0.516 | 0.566 | 0.5085 | 0.441 | 0.552
5006 | 0.66854 | 0.57291 | 0.13508 | 0.508 | 0.7204 | 0.73062 | 0.61854 | 0.43211 | 0.62856 | 0.72079 | 0.6307 | 0.512 | 0.483 | 0.546 | 0.5145 | 0.454 | 0.546
5007 | 0.67479 | 0.60197 | 0.090958 | 0.49793 | 0.72803 | 0.71855 | 0.61467 | 0.42475 | 0.62602 | 0.7306 | 0.63017 | 0.479 | 0.441 | 0.481 | 0.48575 | 0.469 | 0.514
5008 | 0.69678 | 0.60988 | 0.069702 | 0.50114 | 0.73695 | 0.70305 | 0.6061 | 0.40594 | 0.6085 | 0.7014 | 0.6236 | 0.355 | 0.374 | 0.388 | 0.381 | 0.382 | 0.399
5009 | 0.70735 | 0.6148 | 0.012467 | 0.47685 | 0.71073 | 0.66812 | 0.57968 | 0.37813 | 0.58214 | 0.68219 | 0.6001 | 0.203 | 0.271 | 0.286 | 0.238 | 0.196 | 0.267
5010 | 0.6771 | 0.61843 | 0.000123 | 0.44074 | 0.64499 | 0.60566 | 0.52353 | 0.34451 | 0.53673 | 0.65617 | 0.54057 | 0.129 | 0.16 | 0.192 | 0.1455 | 0.103 | 0.158
5011 | 0.64177 | 0.61251 | 0.000348 | 0.41726 | 0.60967 | 0.54807 | 0.42648 | 0.29436 | 0.46574 | 0.5354 | 0.48513 | 0.113 | 0.069 | 0.097 | 0.08775 | 0.055 | 0.086
5012 | 0.58452 | 0.59198 | 0.020535 | 0.40135 | 0.59901 | 0.4777 | 0.35921 | 0.21776 | 0.38047 | 0.37598 | 0.45045 | 0.046 | 0.01 | 0.024 | 0.027 | 0.016 | 0.022
5013 | 0.52777 | 0.56634 | 0.1185 | 0.41912 | 0.6111 | 0.42206 | 0.33264 | 0.1782 | 0.32195 | 0.24568 | 0.44186 | 0 | 0 | 0 | 0 | 0 | 0
5014 | 0.46593 | 0.54736 | 0.25644 | 0.44056 | 0.59933 | 0.38199 | 0.29058 | 0.16598 | 0.30502 | 0.23951 | 0.43259 | 0 | 0 | 0 | 0 | 0 | 0
5015 | 0.3939 | 0.512 | 0.33337 | 0.42098 | 0.53565 | 0.39904 | 0.28424 | 0.16858 | 0.31856 | 0.27529 | 0.43135 | 0 | 0 | 0 | 0 | 0 | 0
5016 | 0.35392 | 0.4708 | 0.38396 | 0.39638 | 0.45126 | 0.40261 | 0.28699 | 0.16973 | 0.31608 | 0.30124 | 0.39074 | 0 | 0 | 0 | 0 | 0 | 0
5017 | 0.35664 | 0.45724 | 0.42009 | 0.38529 | 0.37914 | 0.39049 | 0.2914 | 0.17177 | 0.3024 | 0.29801 | 0.34932 | 0 | 0 | 0 | 0 | 0 | 0
5018 | 0.36919 | 0.47903 | 0.42009 | 0.38359 | 0.36149 | 0.36918 | 0.28991 | 0.1705 | 0.28907 | 0.29333 | 0.32327 | 0 | 0 | 0 | 0 | 0 | 0
5019 | 0.35486 | 0.51251 | 0.42009 | 0.38482 | 0.3795 | 0.34798 | 0.28809 | 0.16717 | 0.27218 | 0.27599 | 0.29758 | 0 | 0 | 0 | 0 | 0 | 0
5020 | 0.35099 | 0.54037 | 0.41137 | 0.38867 | 0.40365 | 0.3196 | 0.28606 | 0.16629 | 0.2555 | 0.2491 | 0.28703 | 0 | 0 | 0 | 0 | 0 | 0
5021 | 0.34272 | 0.55478 | 0.41137 | 0.39506 | 0.4311 | 0.30197 | 0.27814 | 0.16598 | 0.23919 | 0.19886 | 0.28997 | 0 | 0 | 0 | 0 | 0 | 0
5022 | 0.33248 | 0.55519 | 0.40268 | 0.3959 | 0.45255 | 0.27592 | 0.23121 | 0.16204 | 0.22922 | 0.18111 | 0.2978 | 0.006 | 0.033 | 0.002 | 0.006 | 0.001 | 0.015
5023 | 0.3268 | 0.54676 | 0.28925 | 0.35986 | 0.46354 | 0.23433 | 0.29365 | 0.13104 | 0.21423 | 0.1869 | 0.30466 | 0.06 | 0.131 | 0.046 | 0.06 | 0.048 | 0.086
5024 | 0.33566 | 0.5451 | 0.20428 | 0.3531 | 0.51934 | 0.282 | 0.3711 | 0.1391 | 0.26275 | 0.27283 | 0.35707 | 0.183 | 0.264 | 0.141 | 0.163 | 0.133 | 0.195
5025 | 0.3455 | 0.5602 | 0.31033 | 0.41855 | 0.59982 | 0.35361 | 0.4033 | 0.18751 | 0.32743 | 0.33056 | 0.43806 | 0.328 | 0.392 | 0.254 | 0.2835 | 0.267 | 0.285
5026 | 0.37165 | 0.59321 | 0.25889 | 0.43167 | 0.66448 | 0.38952 | 0.42878 | 0.20222 | 0.36834 | 0.38243 | 0.49918 | 0.446 | 0.484 | 0.365 | 0.3995 | 0.429 | 0.358
5027 | 0.41234 | 0.63216 | 0.21534 | 0.44947 | 0.72075 | 0.40467 | 0.44833 | 0.21231 | 0.39363 | 0.41312 | 0.54443 | 0.537 | 0.53 | 0.463 | 0.49575 | 0.552 | 0.431
5028 | 0.468 | 0.67845 | 0.20103 | 0.47835 | 0.76603 | 0.4308 | 0.4671 | 0.22716 | 0.42196 | 0.43734 | 0.59254 | 0.588 | 0.534 | 0.534 | 0.5645 | 0.645 | 0.491
5029 | 0.49908 | 0.71573 | 0.20537 | 0.49838 | 0.79068 | 0.46559 | 0.48841 | 0.25027 | 0.45816 | 0.47548 | 0.64133 | 0.616 | 0.511 | 0.576 | 0.596 | 0.689 | 0.503
5030 | 0.50484 | 0.7324 | 0.22902 | 0.5111 | 0.79945 | 0.49278 | 0.5075 | 0.27129 | 0.48731 | 0.51421 | 0.67097 | 0.622 | 0.469 | 0.586 | 0.59475 | 0.685 | 0.486
5031 | 0.4622 | 0.72788 | 0.2626 | 0.50809 | 0.79948 | 0.50379 | 0.52102 | 0.28397 | 0.50254 | 0.54529 | 0.67714 | 0.611 | 0.407 | 0.56 | 0.56425 | 0.649 | 0.437
5032 | 0.3772 | 0.70596 | 0.29185 | 0.48987 | 0.80055 | 0.48782 | 0.53084 | 0.28838 | 0.50388 | 0.56924 | 0.67007 | 0.555 | 0.338 | 0.492 | 0.50225 | 0.587 | 0.375
5033 | 0.29134 | 0.67935 | 0.30103 | 0.46149 | 0.7921 | 0.45553 | 0.53383 | 0.28442 | 0.48796 | 0.55952 | 0.65235 | 0.451 | 0.261 | 0.385 | 0.4065 | 0.495 | 0.295
5034 | 0.21435 | 0.66678 | 0.29577 | 0.42602 | 0.76794 | 0.41019 | 0.5192 | 0.27186 | 0.45311 | 0.50911 | 0.6213 | 0.319 | 0.163 | 0.258 | 0.2865 | 0.364 | 0.205
5035 | 0.14955 | 0.70035 | 0.29315 | 0.39067 | 0.72932 | 0.3217 | 0.47766 | 0.24721 | 0.39418 | 0.43879 | 0.56903 | 0.155 | 0.069 | 0.129 | 0.14775 | 0.203 | 0.104
5036 | 0.11477 | 0.77242 | 0.31167 | 0.36858 | 0.67931 | 0.22368 | 0.44121 | 0.21101 | 0.30937 | 0.30468 | 0.49809 | 0.04 | 0.01 | 0.03 | 0.03425 | 0.045 | 0.022
5037 | 0.096069 | 0.81896 | 0.42446 | 0.38461 | 0.63331 | 0.20352 | 0.44305 | 0.21205 | 0.27859 | 0.25377 | 0.44503 | 0 | 0 | 0 | 0 | 0 | 0
5038 | 0.081274 | 0.84167 | 0.52361 | 0.40214 | 0.60155 | 0.21279 | 0.45637 | 0.2216 | 0.27414 | 0.24069 | 0.42149 | 0 | 0 | 0 | 0 | 0 | 0
5039 | 0.071657 | 0.84915 | 0.57609 | 0.40607 | 0.57046 | 0.21176 | 0.48159 | 0.22097 | 0.26272 | 0.21681 | 0.40136 | 0 | 0 | 0 | 0 | 0 | 0
5040 | 0.061612 | 0.84519 | 0.59538 | 0.39968 | 0.54206 | 0.19645 | 0.50531 | 0.21383 | 0.24484 | 0.18665 | 0.38243 | 0 | 0 | 0 | 0 | 0 | 0
5041 | 0.055522 | 0.83457 | 0.50189 | 0.3564 | 0.51178 | 0.17726 | 0.50683 | 0.19925 | 0.22673 | 0.16912 | 0.36132 | 0 | 0 | 0 | 0 | 0 | 0
5042 | 0.054055 | 0.82386 | 0.423 | 0.32195 | 0.4888 | 0.16241 | 0.49678 | 0.18071 | 0.2104 | 0.15316 | 0.34534 | 0 | 0 | 0 | 0 | 0 | 0
5043 | 0.053103 | 0.82113 | 0.34581 | 0.28767 | 0.46408 | 0.14886 | 0.48161 | 0.16108 | 0.19267 | 0.13059 | 0.33016 | 0 | 0 | 0 | 0 | 0 | 0
5044 | 0.050309 | 0.82261 | 0.30367 | 0.26254 | 0.43363 | 0.13737 | 0.46335 | 0.14575 | 0.17686 | 0.11123 | 0.31307 | 0 | 0 | 0 | 0 | 0 | 0
5045 | 0.046613 | 0.82098 | 0.28151 | 0.24176 | 0.39715 | 0.12565 | 0.43667 | 0.1343 | 0.16194 | 0.094693 | 0.29312 | 0 | 0 | 0 | 0 | 0 | 0
5046 | 0.044279 | 0.81301 | 0.27514 | 0.22441 | 0.35381 | 0.10092 | 0.3981 | 0.12394 | 0.14023 | 0.070004 | 0.26606 | 0.004 | 0.036 | 0.004 | 0.0075 | 0.001 | 0.021
5047 | 0.043709 | 0.79765 | 0.22671 | 0.19092 | 0.30236 | 0.052733 | 0.43001 | 0.088783 | 0.10565 | 0.04762 | 0.23345 | 0.062 | 0.133 | 0.07 | 0.07075 | 0.037 | 0.114
5048 | 0.041201 | 0.78021 | 0.12829 | 0.1532 | 0.2901 | 0.036283 | 0.49623 | 0.077381 | 0.11079 | 0.076875 | 0.25263 | 0.161 | 0.263 | 0.192 | 0.18225 | 0.14 | 0.236
5049 | 0.035686 | 0.76166 | 0.1403 | 0.14557 | 0.26073 | 0.040284 | 0.52422 | 0.086963 | 0.11855 | 0.10007 | 0.24686 | 0.288 | 0.392 | 0.329 | 0.316 | 0.296 | 0.351
5050 | 0.03305 | 0.74474 | 0.1099 | 0.12785 | 0.2406 | 0.054322 | 0.53413 | 0.09421 | 0.12564 | 0.11426 | 0.23976 | 0.374 | 0.495 | 0.453 | 0.42275 | 0.436 | 0.428
5051 | 0.036567 | 0.73284 | 0.10312 | 0.12345 | 0.23066 | 0.070724 | 0.53201 | 0.097845 | 0.13172 | 0.12288 | 0.23542 | 0.411 | 0.552 | 0.548 | 0.49475 | 0.536 | 0.484
5052 | 0.045901 | 0.72721 | 0.097289 | 0.1249 | 0.23152 | 0.086413 | 0.52597 | 0.10112 | 0.13871 | 0.13201 | 0.23529 | 0.399 | 0.58 | 0.608 | 0.52725 | 0.58 | 0.522
5053 | 0.056201 | 0.73187 | 0.092345 | 0.12982 | 0.24092 | 0.098005 | 0.51775 | 0.10824 | 0.14906 | 0.15172 | 0.23827 | 0.377 | 0.585 | 0.635 | 0.53425 | 0.592 | 0.533
5054 | 0.064686 | 0.74438 | 0.08354 | 0.13406 | 0.25395 | 0.10545 | 0.50755 | 0.11675 | 0.15935 | 0.17074 | 0.24446 | 0.341 | 0.55 | 0.628 | 0.50775 | 0.555 | 0.507
5055 | 0.067492 | 0.7533 | 0.07583 | 0.13546 | 0.26305 | 0.1093 | 0.49452 | 0.12338 | 0.16622 | 0.18387 | 0.24833 | 0.304 | 0.495 | 0.582 | 0.45325 | 0.472 | 0.455
5056 | 0.060866 | 0.75648 | 0.082883 | 0.13533 | 0.26225 | 0.10964 | 0.47748 | 0.12938 | 0.16842 | 0.18822 | 0.24646 | 0.274 | 0.407 | 0.503 | 0.38075 | 0.372 | 0.374
5057 | 0.046876 | 0.75695 | 0.10913 | 0.13569 | 0.25105 | 0.10412 | 0.45629 | 0.13743 | 0.16699 | 0.1878 | 0.2386 | 0.223 | 0.29 | 0.393 | 0.28925 | 0.271 | 0.27
5058 | 0.035066 | 0.74711 | 0.15572 | 0.14239 | 0.23638 | 0.093783 | 0.42439 | 0.14612 | 0.16204 | 0.18249 | 0.22577 | 0.174 | 0.165 | 0.26 | 0.19375 | 0.169 | 0.172
5059 | 0.027774 | 0.72612 | 0.25034 | 0.16502 | 0.21695 | 0.076838 | 0.36236 | 0.15321 | 0.14997 | 0.16337 | 0.20646 | 0.113 | 0.067 | 0.128 | 0.107 | 0.1 | 0.087
5060 | 0.023271 | 0.70121 | 0.423 | 0.21572 | 0.20089 | 0.066416 | 0.30121 | 0.16847 | 0.1337 | 0.11522 | 0.18469 | 0.036 | 0.009 | 0.033 | 0.0295 | 0.027 | 0.022
5061 | 0.018761 | 0.67233 | 0.63399 | 0.28482 | 0.20173 | 0.073071 | 0.2777 | 0.21318 | 0.1435 | 0.10617 | 0.18159 | 0 | 0 | 0.001 | 0.00025 | 0 | 0
5062 | 0.012602 | 0.64154 | 0.70361 | 0.30692 | 0.20455 | 0.070822 | 0.25279 | 0.23137 | 0.14687 | 0.10509 | 0.18018 | 0 | 0 | 0 | 0 | 0 | 0
5063 | 0.007384 | 0.6134 | 0.68021 | 0.29826 | 0.20719 | 0.061546 | 0.24105 | 0.2259 | 0.13991 | 0.095607 | 0.17656 | 0 | 0 | 0 | 0 | 0 | 0
5064 | 0.004357 | 0.57718 | 0.65317 | 0.28753 | 0.20508 | 0.049148 | 0.23492 | 0.21357 | 0.13003 | 0.088558 | 0.16883 | 0 | 0 | 0 | 0 | 0 | 0
5065 | 0.002062 | 0.54935 | 0.62616 | 0.27473 | 0.19597 | 0.037439 | 0.22698 | 0.20003 | 0.12056 | 0.085031 | 0.15974 | 0 | 0 | 0 | 0 | 0 | 0
5066 | 0.000581 | 0.53105 | 0.6089 | 0.26332 | 0.18049 | 0.02914 | 0.2171 | 0.1877 | 0.11209 | 0.084802 | 0.14674 | 0 | 0 | 0 | 0 | 0 | 0
5067 | 8.1e-05 | 0.50445 | 0.61558 | 0.25806 | 0.15851 | 0.023998 | 0.20618 | 0.18112 | 0.10657 | 0.087531 | 0.13362 | 0 | 0 | 0 | 0 | 0 | 0
5068 | 3.1e-05 | 0.47607 | 0.59946 | 0.24577 | 0.13784 | 0.021881 | 0.19335 | 0.18039 | 0.10354 | 0.092523 | 0.11937 | 0 | 0 | 0 | 0 | 0 | 0
5069 | 0.000338 | 0.46115 | 0.50189 | 0.20482 | 0.11223 | 0.023599 | 0.17802 | 0.17614 | 0.10009 | 0.096307 | 0.10431 | 0 | 0 | 0 | 0 | 0 | 0
5070 | 0.002594 | 0.45856 | 0.49316 | 0.19205 | 0.08041 | 0.028714 | 0.14894 | 0.16486 | 0.091241 | 0.083622 | 0.087765 | 0.005 | 0.034 | 0.004 | 0.007 | 0 | 0.019
5071 | 0.007711 | 0.44831 | 0.44636 | 0.16738 | 0.04807 | 0.023045 | 0.13812 | 0.10999 | 0.066581 | 0.064922 | 0.068366 | 0.059 | 0.134 | 0.062 | 0.062 | 0.026 | 0.101
5072 | 0.014066 | 0.42738 | 0.34443 | 0.12789 | 0.025182 | 0.021044 | 0.15306 | 0.081981 | 0.055622 | 0.064551 | 0.054911 | 0.188 | 0.271 | 0.164 | 0.1755 | 0.124 | 0.226
5073 | 0.026225 | 0.39489 | 0.38253 | 0.14067 | 0.013258 | 0.018324 | 0.15746 | 0.095527 | 0.050773 | 0.044854 | 0.044388 | 0.343 | 0.41 | 0.277 | 0.32125 | 0.295 | 0.37
5074 | 0.033227 | 0.34846 | 0.46686 | 0.16919 | 0.00749 | 0.015108 | 0.14751 | 0.099998 | 0.045162 | 0.031271 | 0.03427 | 0.482 | 0.524 | 0.381 | 0.455 | 0.459 | 0.498
5075 | 0.029544 | 0.29555 | 0.38253 | 0.13887 | 0.004524 | 0.014259 | 0.13543 | 0.090223 | 0.040486 | 0.031857 | 0.025606 | 0.584 | 0.589 | 0.455 | 0.554 | 0.576 | 0.601
5076 | 0.019696 | 0.24983 | 0.29577 | 0.10609 | 0.002791 | 0.015175 | 0.12493 | 0.083606 | 0.039498 | 0.039893 | 0.019317 | 0.648 | 0.636 | 0.494 | 0.613 | 0.642 | 0.668
5077 | 0.009493 | 0.21923 | 0.23251 | 0.08113 | 0.00139 | 0.018408 | 0.11623 | 0.077759 | 0.040918 | 0.052471 | 0.015033 | 0.662 | 0.651 | 0.498 | 0.63075 | 0.66 | 0.703
5078 | 0.003219 | 0.19562 | 0.17206 | 0.058658 | 0.000691 | 0.022717 | 0.10549 | 0.072023 | 0.042691 | 0.064082 | 0.011943 | 0.653 | 0.627 | 0.473 | 0.6155 | 0.653 | 0.683
5079 | 0.001544 | 0.17249 | 0.14744 | 0.049728 | 0.000202 | 0.025691 | 0.090325 | 0.066755 | 0.043451 | 0.072231 | 0.009128 | 0.63 | 0.567 | 0.421 | 0.5895 | 0.683 | 0.624
5080 | 0.001633 | 0.15086 | 0.14384 | 0.048501 | 2.8e-05 | 0.026072 | 0.072901 | 0.062679 | 0.042082 | 0.072749 | 0.006826 | 0.576 | 0.468 | 0.34 | 0.518 | 0.63 | 0.526
5081 | 0.002564 | 0.13097 | 0.15948 | 0.054019 | 1.5e-05 | 0.026448 | 0.058277 | 0.061411 | 0.041106 | 0.07151 | 0.005053 | 0.437 | 0.346 | 0.246 | 0.3905 | 0.493 | 0.386
5082 | 0.010913 | 0.10735 | 0.19355 | 0.068156 | 2e-06 | 0.036077 | 0.045875 | 0.060973 | 0.044667 | 0.078151 | 0.003468 | 0.226 | 0.21 | 0.156 | 0.21175 | 0.223 | 0.242
5083 | 0.018934 | 0.083324 | 0.24913 | 0.089744 | 0.001164 | 0.066779 | 0.036166 | 0.065106 | 0.061339 | 0.10843 | 0.005039 | 0.086 | 0.089 | 0.078 | 0.08375 | 0.066 | 0.105
5084 | 0.027251 | 0.068305 | 0.35139 | 0.13094 | 0.014164 | 0.12128 | 0.051489 | 0.087004 | 0.099705 | 0.17447 | 0.016062 | 0.018 | 0.013 | 0.02 | 0.01675 | 0.01 | 0.019
5085 | 0.035788 | 0.058269 | 0.50043 | 0.19419 | 0.046356 | 0.17871 | 0.086435 | 0.12405 | 0.14626 | 0.23965 | 0.042634 | 0 | 0 | 0 | 0 | 0 | 0
5086 | 0.042426 | 0.048749 | 0.60756 | 0.24634 | 0.089028 | 0.21476 | 0.105 | 0.14798 | 0.17825 | 0.27548 | 0.074771 | 0 | 0 | 0 | 0 | 0 | 0
5087 | 0.048583 | 0.041133 | 0.60487 | 0.26479 | 0.14092 | 0.23457 | 0.10378 | 0.14996 | 0.20152 | 0.313 | 0.10853 | 0 | 0 | 0 | 0 | 0 | 0
5088 | 0.056721 | 0.036961 | 0.60081 | 0.2829 | 0.19117 | 0.22517 | 0.092447 | 0.1459 | 0.19841 | 0.28726 | 0.13532 | 0 | 0 | 0 | 0 | 0 | 0
5089 | 0.062866 | 0.033373 | 0.60352 | 0.29476 | 0.2179 | 0.20636 | 0.080194 | 0.14699 | 0.18631 | 0.24746 | 0.14444 | 0 | 0 | 0 | 0 | 0 | 0
5090 | 0.068877 | 0.033486 | 0.59538 | 0.29788 | 0.22938 | 0.18665 | 0.068656 | 0.14153 | 0.1793 | 0.24724 | 0.14177 | 0 | 0 | 0 | 0 | 0 | 0
5091 | 0.067619 | 0.041654 | 0.5747 | 0.29076 | 0.22996 | 0.16876 | 0.062027 | 0.12785 | 0.16405 | 0.21984 | 0.13973 | 0 | 0 | 0 | 0 | 0 | 0
5092 | 0.065553 | 0.049379 | 0.57051 | 0.28174 | 0.20916 | 0.14697 | 0.059849 | 0.1146 | 0.14351 | 0.17874 | 0.13375 | 0 | 0 | 0 | 0 | 0 | 0
5093 | 0.061682 | 0.055892 | 0.57191 | 0.27281 | 0.18485 | 0.11396 | 0.059787 | 0.10219 | 0.12142 | 0.14781 | 0.12171 | 0 | 0 | 0 | 0 | 0 | 0
5094 | 0.043363 | 0.07053 | 0.55787 | 0.25051 | 0.15031 | 0.081683 | 0.050463 | 0.092844 | 0.099369 | 0.11932 | 0.10363 | 0.005 | 0.021 | 0.001 | 0.00675 | 0 | 0.021
5095 | 0.02247 | 0.088095 | 0.43905 | 0.18164 | 0.083402 | 0.040046 | 0.022339 | 0.068119 | 0.054987 | 0.05379 | 0.057995 | 0.063 | 0.097 | 0.041 | 0.05625 | 0 | 0.121
5096 | 0.008025 | 0.093196 | 0.23602 | 0.093339 | 0.035971 | 0.008481 | 0.021234 | 0.039557 | 0.021527 | 0.010624 | 0.027447 | 0.185 | 0.209 | 0.135 | 0.17375 | 0.114 | 0.261
5097 | 0.00452 | 0.08683 | 0.18831 | 0.069428 | 0.015457 | 0.00651 | 0.034275 | 0.044207 | 0.018165 | 0.001918 | 0.020024 | 0.338 | 0.324 | 0.259 | 0.32125 | 0.284 | 0.404
5098 | 0.001885 | 0.083094 | 0.14384 | 0.051069 | 0.00748 | 0.012043 | 0.03056 | 0.047175 | 0.01887 | 0.003572 | 0.012689 | 0.47 | 0.436 | 0.368 | 0.45525 | 0.442 | 0.541
5099 | 0.001611 | 0.075075 | 0.084863 | 0.030177 | 0.004056 | 0.006308 | 0.022593 | 0.034324 | 0.012412 | 0.001084 | 0.00793 | 0.568 | 0.543 | 0.444 | 0.55275 | 0.569 | 0.63
5100 | 0.001758 | 0.05437 | 0.038346 | 0.014639 | 0.003812 | 0.000929 | 0.016603 | 0.027541 | 0.0081297 | 3e-06 | 0.004046 | 0.634 | 0.604 | 0.492 | 0.61 | 0.656 | 0.658
5101 | 0.003311 | 0.034163 | 0.031524 | 0.013709 | 0.006293 | 5e-05 | 0.011629 | 0.02865 | 0.00801 | 7e-06 | 0.003333 | 0.664 | 0.617 | 0.514 | 0.621 | 0.704 | 0.602
5102 | 0.003533 | 0.020685 | 0.043885 | 0.01899 | 0.009552 | 0.002392 | 0.007141 | 0.03513 | 0.01126 | 0.00179 | 0.00573 | 0.645 | 0.583 | 0.506 | 0.58825 | 0.714 | 0.488
5103 | 0.003358 | 0.012754 | 0.063267 | 0.026358 | 0.012448 | 0.007595 | 0.004031 | 0.045875 | 0.017958 | 0.008512 | 0.009851 | 0.579 | 0.504 | 0.469 | 0.52725 | 0.686 | 0.375
5104 | 0.004611 | 0.007529 | 0.077088 | 0.032085 | 0.014555 | 0.016905 | 0.002975 | 0.061473 | 0.027497 | 0.017721 | 0.01389 | 0.473 | 0.394 | 0.405 | 0.44675 | 0.62 | 0.289
5105 | 0.005739 | 0.004484 | 0.071513 | 0.031596 | 0.017537 | 0.033539 | 0.003233 | 0.077296 | 0.04161 | 0.036594 | 0.01901 | 0.344 | 0.273 | 0.322 | 0.34975 | 0.513 | 0.22
5106 | 0.005017 | 0.002923 | 0.061566 | 0.028053 | 0.017575 | 0.058263 | 0.005463 | 0.086567 | 0.059538 | 0.071098 | 0.022223 | 0.206 | 0.157 | 0.221 | 0.24 | 0.367 | 0.166
5107 | 0.00703 | 0.002955 | 0.067325 | 0.029036 | 0.012754 | 0.086165 | 0.016649 | 0.095847 | 0.085266 | 0.1403 | 0.01875 | 0.097 | 0.064 | 0.117 | 0.1215 | 0.187 | 0.085
5108 | 0.013727 | 0.004117 | 0.15572 | 0.060606 | 0.012374 | 0.11242 | 0.053786 | 0.1249 | 0.13353 | 0.28003 | 0.016761 | 0.027 | 0.008 | 0.031 | 0.0275 | 0.034 | 0.018
5109 | 0.028711 | 0.006643 | 0.31704 | 0.12012 | 0.014597 | 0.12792 | 0.090548 | 0.16829 | 0.17517 | 0.38892 | 0.015537 | 0 | 0 | 0 | 0 | 0 | 0
5110 | 0.059444 | 0.010899 | 0.39546 | 0.15985 | 0.024645 | 0.12434 | 0.099399 | 0.18631 | 0.16772 | 0.34944 | 0.010764 | 0 | 0 | 0 | 0 | 0 | 0
5111 | 0.097054 | 0.016709 | 0.34721 | 0.16181 | 0.04116 | 0.10196 | 0.094919 | 0.18287 | 0.14261 | 0.27751 | 0.0081 | 0 | 0 | 0 | 0 | 0 | 0
5112 | 0.12305 | 0.023294 | 0.22098 | 0.13443 | 0.059256 | 0.071618 | 0.083269 | 0.16895 | 0.1211 | 0.23472 | 0.009132 | 0 | 0 | 0 | 0 | 0 | 0
5113 | 0.13105 | 0.026992 | 0.11454 | 0.10738 | 0.07656 | 0.046734 | 0.066583 | 0.15131 | 0.10821 | 0.22123 | 0.013553 | 0 | 0 | 0 | 0 | 0 | 0
5114 | 0.12614 | 0.029137 | 0.092345 | 0.10579 | 0.098886 | 0.031293 | 0.049867 | 0.137 | 0.10045 | 0.20966 | 0.023834 | 0 | 0 | 0 | 0 | 0 | 0
5115 | 0.11314 | 0.033269 | 0.12498 | 0.12093 | 0.12467 | 0.02432 | 0.037012 | 0.12837 | 0.095987 | 0.18873 | 0.042529 | 0 | 0 | 0 | 0 | 0 | 0
5116 | 0.09145 | 0.040676 | 0.22671 | 0.1546 | 0.14565 | 0.024769 | 0.031601 | 0.12494 | 0.0931 | 0.15752 | 0.065169 | 0 | 0 | 0 | 0 | 0 | 0
5117 | 0.06477 | 0.048495 | 0.35419 | 0.18746 | 0.14341 | 0.023427 | 0.035209 | 0.12075 | 0.08842 | 0.13041 | 0.0791 | 0 | 0 | 0 | 0 | 0 | 0
5118 | 0.048767 | 0.056581 | 0.44636 | 0.2081 | 0.12917 | 0.021316 | 0.037491 | 0.11725 | 0.08206 | 0.10719 | 0.08249 | 0.004 | 0.029 | 0.003 | 0.00575 | 0 | 0.016
5119 | 0.04122 | 0.061191 | 0.44636 | 0.19756 | 0.10511 | 0.017778 | 0.015685 | 0.091226 | 0.060941 | 0.062283 | 0.072478 | 0.066 | 0.119 | 0.067 | 0.0535 | 0 | 0.081
5120 | 0.040109 | 0.065223 | 0.23485 | 0.11204 | 0.061174 | 0.0075 | 0.009438 | 0.047766 | 0.031375 | 0.028791 | 0.041444 | 0.169 | 0.24 | 0.196 | 0.16425 | 0.118 | 0.174
5121 | 0.047449 | 0.067 | 0.1258 | 0.072515 | 0.044293 | 0.00656 | 0.016137 | 0.04225 | 0.02442 | 0.017722 | 0.031148 | 0.291 | 0.362 | 0.346 | 0.30725 | 0.261 | 0.331
5122 | 0.054446 | 0.066307 | 0.25521 | 0.11751 | 0.042881 | 0.010046 | 0.009966 | 0.059961 | 0.026626 | 0.005507 | 0.03099 | 0.43 | 0.469 | 0.48 | 0.44625 | 0.401 | 0.474
5123 | 0.047769 | 0.060428 | 0.4654 | 0.18527 | 0.042661 | 0.010205 | 0.004514 | 0.069891 | 0.027666 | 0.003887 | 0.026683 | 0.551 | 0.551 | 0.582 | 0.55825 | 0.525 | 0.575
5124 | 0.029954 | 0.0503 | 0.52649 | 0.19928 | 0.041395 | 0.00807 | 0.003338 | 0.074932 | 0.027046 | 0.003849 | 0.021331 | 0.635 | 0.602 | 0.647 | 0.62625 | 0.617 | 0.606
5125 | 0.013634 | 0.036869 | 0.59128 | 0.21251 | 0.032623 | 0.005203 | 0.004469 | 0.082612 | 0.026498 | 0.003488 | 0.014688 | 0.677 | 0.62 | 0.674 | 0.656 | 0.676 | 0.597
5126 | 0.004953 | 0.023826 | 0.61425 | 0.21204 | 0.016929 | 0.003365 | 0.00678 | 0.092167 | 0.026764 | 0.003796 | 0.007727 | 0.676 | 0.591 | 0.663 | 0.65775 | 0.7 | 0.592
5127 | 0.004239 | 0.011213 | 0.60081 | 0.20392 | 0.006697 | 0.003872 | 0.009222 | 0.10423 | 0.029022 | 0.004847 | 0.003137 | 0.636 | 0.524 | 0.616 | 0.6225 | 0.679 | 0.559
5128 | 0.009497 | 0.003926 | 0.56491 | 0.1942 | 0.008189 | 0.007777 | 0.01128 | 0.11722 | 0.033932 | 0.00747 | 0.003256 | 0.56 | 0.422 | 0.533 | 0.54225 | 0.614 | 0.462
5129 | 0.01931 | 0.001708 | 0.54082 | 0.19257 | 0.01759 | 0.01491 | 0.013696 | 0.12787 | 0.041737 | 0.013831 | 0.01034 | 0.452 | 0.294 | 0.416 | 0.4285 | 0.508 | 0.338
5130 | 0.029184 | 0.003519 | 0.50479 | 0.18736 | 0.028087 | 0.023463 | 0.018998 | 0.13138 | 0.050478 | 0.025994 | 0.021075 | 0.314 | 0.17 | 0.276 | 0.293 | 0.364 | 0.218
5131 | 0.038559 | 0.009659 | 0.43321 | 0.17124 | 0.041952 | 0.03487 | 0.038414 | 0.13711 | 0.06202 | 0.041448 | 0.034655 | 0.166 | 0.069 | 0.137 | 0.14675 | 0.189 | 0.095
5132 | 0.044573 | 0.020766 | 0.43029 | 0.1866 | 0.084948 | 0.053573 | 0.085481 | 0.1607 | 0.084549 | 0.059991 | 0.063929 | 0.043 | 0.008 | 0.032 | 0.0325 | 0.038 | 0.017
5133 | 0.061019 | 0.038675 | 0.51494 | 0.2505 | 0.17554 | 0.10805 | 0.13251 | 0.20112 | 0.13377 | 0.097084 | 0.12882 | 0 | 0 | 0 | 0 | 0 | 0
5134 | 0.093562 | 0.063662 | 0.59538 | 0.32464 | 0.28498 | 0.17524 | 0.15291 | 0.2254 | 0.18923 | 0.1428 | 0.21346 | 0 | 0 | 0 | 0 | 0 | 0
5135 | 0.16084 | 0.086345 | 0.64429 | 0.38516 | 0.35037 | 0.23208 | 0.15426 | 0.24329 | 0.2336 | 0.18377 | 0.27527 | 0 | 0 | 0 | 0 | 0 | 0
5136 | 0.28414 | 0.10527 | 0.63658 | 0.42749 | 0.36176 | 0.27641 | 0.14554 | 0.26126 | 0.26159 | 0.21576 | 0.29294 | 0 | 0 | 0 | 0 | 0 | 0
5137 | 0.38684 | 0.12849 | 0.59401 | 0.44725 | 0.3609 | 0.31825 | 0.13608 | 0.27339 | 0.2789 | 0.23476 | 0.2892 | 0 | 0 | 0 | 0 | 0 | 0
5138 | 0.40364 | 0.15593 | 0.49024 | 0.42116 | 0.3696 | 0.37802 | 0.12862 | 0.28041 | 0.29737 | 0.24668 | 0.28437 | 0 | 0 | 0 | 0 | 0 | 0
5139 | 0.38616 | 0.19153 | 0.35279 | 0.37037 | 0.37216 | 0.42008 | 0.12377 | 0.28241 | 0.31064 | 0.25875 | 0.28131 | 0 | 0 | 0 | 0 | 0 | 0
5140 | 0.36833 | 0.23282 | 0.25277 | 0.32735 | 0.36094 | 0.44417 | 0.12239 | 0.27504 | 0.31921 | 0.27618 | 0.28145 | 0 | 0 | 0 | 0 | 0 | 0
5141 | 0.39575 | 0.26737 | 0.22212 | 0.32404 | 0.35423 | 0.44785 | 0.12463 | 0.25362 | 0.31429 | 0.27544 | 0.28024 | 0 | 0 | 0 | 0 | 0 | 0
5142 | 0.50143 | 0.29072 | 0.22556 | 0.36046 | 0.35439 | 0.43106 | 0.10731 | 0.23448 | 0.29864 | 0.25236 | 0.27667 | 0.004 | 0.032 | 0.003 | 0.00625 | 0 | 0.018
5143 | 0.49835 | 0.31853 | 0.24313 | 0.34752 | 0.30107 | 0.30726 | 0.060549 | 0.16164 | 0.21427 | 0.16907 | 0.21912 | 0.057 | 0.132 | 0.068 | 0.0595 | 0 | 0.113
5144 | 0.38652 | 0.35127 | 0.21534 | 0.28768 | 0.26117 | 0.17467 | 0.045613 | 0.087375 | 0.1328 | 0.10514 | 0.16403 | 0.173 | 0.268 | 0.195 | 0.1825 | 0.11 | 0.252
5145 | 0.30507 | 0.3688 | 0.24313 | 0.26526 | 0.24759 | 0.16551 | 0.068569 | 0.086976 | 0.14262 | 0.16599 | 0.15201 | 0.321 | 0.401 | 0.339 | 0.33175 | 0.272 | 0.395
5146 | 0.26724 | 0.38151 | 0.28537 | 0.26993 | 0.25717 | 0.24404 | 0.079038 | 0.092069 | 0.17044 | 0.16751 | 0.17812 | 0.454 | 0.511 | 0.467 | 0.4645 | 0.424 | 0.513
5147 | 0.24988 | 0.38802 | 0.33475 | 0.28838 | 0.2805 | 0.23284 | 0.077701 | 0.098734 | 0.16632 | 0.13701 | 0.19667 | 0.559 | 0.592 | 0.564 | 0.56675 | 0.546 | 0.598
5148 | 0.23453 | 0.40743 | 0.3811 | 0.30326 | 0.29416 | 0.20304 | 0.073552 | 0.10849 | 0.15625 | 0.11448 | 0.19898 | 0.63 | 0.638 | 0.626 | 0.6335 | 0.629 | 0.649
5149 | 0.22289 | 0.40549 | 0.41282 | 0.31089 | 0.29697 | 0.18136 | 0.069965 | 0.11951 | 0.14872 | 0.099528 | 0.19447 | 0.663 | 0.645 | 0.648 | 0.66225 | 0.675 | 0.663
5150 | 0.21782 | 0.41559 | 0.4449 | 0.31623 | 0.28597 | 0.16333 | 0.065404 | 0.12866 | 0.14246 | 0.088918 | 0.18892 | 0.659 | 0.617 | 0.635 | 0.65425 | 0.684 | 0.639
5151 | 0.21237 | 0.38986 | 0.46832 | 0.31224 | 0.25602 | 0.14071 | 0.058601 | 0.13405 | 0.13249 | 0.080418 | 0.1748 | 0.619 | 0.554 | 0.587 | 0.6105 | 0.657 | 0.579
5152 | 0.20309 | 0.3265 | 0.49898 | 0.30698 | 0.21886 | 0.11305 | 0.049134 | 0.137 | 0.11795 | 0.070188 | 0.15157 | 0.54 | 0.458 | 0.504 | 0.5285 | 0.593 | 0.477
5153 | 0.19004 | 0.27493 | 0.52792 | 0.30094 | 0.18486 | 0.085857 | 0.042456 | 0.1357 | 0.10166 | 0.059293 | 0.12581 | 0.42 | 0.335 | 0.391 | 0.4115 | 0.49 | 0.345
5154 | 0.15273 | 0.24138 | 0.53653 | 0.28377 | 0.16206 | 0.062268 | 0.044292 | 0.1361 | 0.087109 | 0.051787 | 0.098284 | 0.274 | 0.201 | 0.256 | 0.27075 | 0.344 | 0.209
5155 | 0.090527 | 0.19622 | 0.50915 | 0.24432 | 0.13328 | 0.035169 | 0.057583 | 0.13766 | 0.07249 | 0.047821 | 0.069311 | 0.131 | 0.082 | 0.123 | 0.13025 | 0.177 | 0.09
5156 | 0.044175 | 0.15133 | 0.45515 | 0.19587 | 0.088283 | 0.01597 | 0.094073 | 0.15147 | 0.068075 | 0.054641 | 0.050218 | 0.027 | 0.01 | 0.025 | 0.0255 | 0.035 | 0.015
5157 | 0.00992 | 0.12466 | 0.3854 | 0.14879 | 0.05104 | 0.026072 | 0.13608 | 0.17891 | 0.089711 | 0.11068 | 0.043177 | 0 | 0 | 0 | 0 | 0 | 0
5158 | 0.004341 | 0.094591 | 0.36404 | 0.12866 | 0.017594 | 0.081346 | 0.16239 | 0.19739 | 0.13949 | 0.23795 | 0.041288 | 0 | 0 | 0 | 0 | 0 | 0
5159 | 0.010587 | 0.075374 | 0.40702 | 0.14007 | 0.00259 | 0.17112 | 0.17813 | 0.20751 | 0.19398 | 0.35253 | 0.044749 | 0 | 0 | 0 | 0 | 0 | 0
5160 | 0.016937 | 0.063332 | 0.43029 | 0.15061 | 0.004601 | 0.23105 | 0.18456 | 0.2099 | 0.21275 | 0.35571 | 0.054333 | 0 | 0 | 0 | 0 | 0 | 0
5161 | 0.015447 | 0.052361 | 0.44344 | 0.16004 | 0.021236 | 0.20995 | 0.1862 | 0.20416 | 0.20819 | 0.35047 | 0.068187 | 0 | 0 | 0 | 0 | 0 | 0
5162 | 0.01119 | 0.04422 | 0.45368 | 0.17009 | 0.045391 | 0.17522 | 0.18762 | 0.19135 | 0.20529 | 0.37552 | 0.079062 | 0 | 0 | 0 | 0 | 0 | 0
5163 | 0.013711 | 0.039799 | 0.45368 | 0.17258 | 0.05034 | 0.18336 | 0.19001 | 0.19333 | 0.22789 | 0.45821 | 0.076648 | 0 | 0 | 0 | 0 | 0 | 0
5164 | 0.024058 | 0.043731 | 0.44344 | 0.17111 | 0.045841 | 0.19252 | 0.19601 | 0.20828 | 0.24082 | 0.48446 | 0.078006 | 0 | 0 | 0 | 0 | 0 | 0
5165 | 0.057505 | 0.065888 | 0.3969 | 0.16525 | 0.041353 | 0.19138 | 0.19694 | 0.16889 | 0.18708 | 0.31359 | 0.07446 | 0 | 0 | 0 | 0 | 0 | 0
5166 | 0.13016 | 0.11693 | 0.3584 | 0.16395 | 0.003291 | 0.065333 | 0.18212 | 0.1413 | 0.097419 | 0.12542 | 0.057628 | 0 | 0.026 | 0 | 0.00175 | 0 | 0.007
5167 | 0.17463 | 0.1322 | 0.29708 | 0.15842 | 0.003545 | 0.031986 | 0.10008 | 0.12967 | 0.048284 | 0.01534 | 0.016137 | 0.023 | 0.104 | 0.032 | 0.02175 | 0.019 | 0.013
5168 | 0.26247 | 0.084854 | 0.23368 | 0.16561 | 0.000686 | 0.090425 | 0.046133 | 0.15202 | 0.067844 | 0.004945 | 0.023982 | 0.109 | 0.206 | 0.116 | 0.08575 | 0.071 | 0.047
5169 | 0.3516 | 0.045392 | 0.23838 | 0.21168 | 0.045054 | 0.1891 | 0.046279 | 0.20083 | 0.11379 | 0.00231 | 0.062934 | 0.17 | 0.312 | 0.219 | 0.14975 | 0.082 | 0.128
5170 | 0.39521 | 0.039196 | 0.23838 | 0.26005 | 0.14656 | 0.25141 | 0.064958 | 0.23721 | 0.1584 | 0.0248 | 0.12016 | 0.226 | 0.414 | 0.318 | 0.2125 | 0.101 | 0.205
5171 | 0.38965 | 0.045223 | 0.25644 | 0.29523 | 0.23959 | 0.27321 | 0.076115 | 0.24496 | 0.189 | 0.074876 | 0.16297 | 0.302 | 0.484 | 0.411 | 0.274 | 0.136 | 0.247
5172 | 0.36429 | 0.048362 | 0.27514 | 0.30446 | 0.27396 | 0.28781 | 0.084728 | 0.2443 | 0.20265 | 0.094044 | 0.18443 | 0.399 | 0.497 | 0.496 | 0.32975 | 0.159 | 0.265
5173 | 0.34983 | 0.053323 | 0.30899 | 0.31824 | 0.29591 | 0.3048 | 0.094559 | 0.24853 | 0.23437 | 0.16991 | 0.21424 | 0.487 | 0.464 | 0.555 | 0.3885 | 0.194 | 0.318
5174 | 0.36301 | 0.062622 | 0.34027 | 0.34194 | 0.32255 | 0.31856 | 0.11505 | 0.25212 | 0.26954 | 0.27559 | 0.23187 | 0.55 | 0.405 | 0.574 | 0.45425 | 0.332 | 0.361
5175 | 0.42122 | 0.068711 | 0.33337 | 0.35694 | 0.31622 | 0.32724 | 0.13446 | 0.25133 | 0.28806 | 0.35185 | 0.2218 | 0.589 | 0.339 | 0.548 | 0.496 | 0.449 | 0.398
5176 | 0.47519 | 0.086025 | 0.29577 | 0.35601 | 0.29708 | 0.32489 | 0.14211 | 0.23919 | 0.28996 | 0.37268 | 0.22307 | 0.528 | 0.256 | 0.484 | 0.45825 | 0.395 | 0.426
5177 | 0.52318 | 0.13158 | 0.25399 | 0.35679 | 0.29321 | 0.30074 | 0.14808 | 0.21205 | 0.27113 | 0.32737 | 0.24436 | 0.429 | 0.17 | 0.376 | 0.37675 | 0.346 | 0.356
5178 | 0.57415 | 0.19127 | 0.23018 | 0.38168 | 0.34072 | 0.27531 | 0.15976 | 0.1798 | 0.24174 | 0.25189 | 0.25996 | 0.293 | 0.099 | 0.247 | 0.26425 | 0.284 | 0.233
5179 | 0.61347 | 0.24174 | 0.20756 | 0.39801 | 0.37299 | 0.22523 | 0.16956 | 0.13445 | 0.19347 | 0.17231 | 0.2419 | 0.117 | 0.039 | 0.118 | 0.11325 | 0.122 | 0.096
5180 | 0.62514 | 0.30105 | 0.17907 | 0.40087 | 0.39839 | 0.17896 | 0.16375 | 0.10372 | 0.15335 | 0.1204 | 0.21033 | 0.018 | 0.004 | 0.025 | 0.01925 | 0.016 | 0.018
5181 | 0.59145 | 0.30678 | 0.15478 | 0.39561 | 0.4406 | 0.14026 | 0.15729 | 0.088902 | 0.13172 | 0.10366 | 0.19406 | 0 | 0 | 0 | 0 | 0 | 0
5182 | 0.49911 | 0.24189 | 0.09165 | 0.3572 | 0.48086 | 0.10465 | 0.15498 | 0.06987 | 0.11148 | 0.077762 | 0.19364 | 0 | 0 | 0 | 0 | 0 | 0
5183 | 0.41883 | 0.2072 | 0.035282 | 0.30868 | 0.47193 | 0.077369 | 0.15539 | 0.055992 | 0.092683 | 0.042039 | 0.19533 | 0 | 0 | 0 | 0 | 0 | 0
5184 | 0.38059 | 0.18747 | 0.009446 | 0.27458 | 0.4337 | 0.064953 | 0.15402 | 0.054043 | 0.082273 | 0.020027 | 0.19007 | 0 | 0 | 0 | 0 | 0 | 0
5185 | 0.3593 | 0.17684 | 0.003679 | 0.25701 | 0.40805 | 0.06205 | 0.13804 | 0.065226 | 0.084722 | 0.018511 | 0.1931 | 0 | 0 | 0 | 0 | 0 | 0
5186 | 0.33625 | 0.19589 | 0.00492 | 0.24419 | 0.3914 | 0.068075 | 0.12039 | 0.083191 | 0.097102 | 0.030897 | 0.20625 | 0 | 0 | 0 | 0 | 0 | 0
5187 | 0.265 | 0.21096 | 0.025003 | 0.21891 | 0.36672 | 0.075242 | 0.10298 | 0.10412 | 0.11274 | 0.052873 | 0.21874 | 0 | 0 | 0 | 0 | 0 | 0
5188 | 0.21495 | 0.21663 | 0.071513 | 0.20445 | 0.3269 | 0.08749 | 0.091348 | 0.12735 | 0.12824 | 0.079235 | 0.21887 | 0 | 0 | 0 | 0 | 0 | 0
5189 | 0.18929 | 0.20476 | 0.15572 | 0.21405 | 0.29714 | 0.11864 | 0.085655 | 0.14596 | 0.14566 | 0.10912 | 0.20893 | 0 | 0 | 0 | 0 | 0 | 0
5190 | 0.16402 | 0.18482 | 0.24075 | 0.2293 | 0.28312 | 0.16079 | 0.071317 | 0.15627 | 0.16282 | 0.14161 | 0.19262 | 0.004 | 0.027 | 0.002 | 0.00575 | 0 | 0.017
5191 | 0.13943 | 0.17352 | 0.27009 | 0.21402 | 0.23253 | 0.12765 | 0.042416 | 0.12112 | 0.12043 | 0.10137 | 0.13159 | 0.057 | 0.125 | 0.062 | 0.057 | 0 | 0.109
5192 | 0.10888 | 0.17963 | 0.15759 | 0.15728 | 0.20538 | 0.070228 | 0.035906 | 0.065094 | 0.087916 | 0.098742 | 0.1176 | 0.175 | 0.259 | 0.187 | 0.1785 | 0.11 | 0.242
5193 | 0.088354 | 0.18615 | 0.1099 | 0.12485 | 0.17631 | 0.095757 | 0.042963 | 0.076005 | 0.097516 | 0.10389 | 0.11441 | 0.323 | 0.397 | 0.33 | 0.3285 | 0.277 | 0.384
5194 | 0.084944 | 0.16876 | 0.096574 | 0.11001 | 0.14851 | 0.11467 | 0.045699 | 0.089861 | 0.099905 | 0.095767 | 0.09932 | 0.459 | 0.517 | 0.459 | 0.46525 | 0.434 | 0.509
5195 | 0.086826 | 0.15354 | 0.12997 | 0.11298 | 0.12215 | 0.12363 | 0.040846 | 0.095137 | 0.10279 | 0.099623 | 0.092766 | 0.566 | 0.607 | 0.555 | 0.568 | 0.561 | 0.59
5196 | 0.10301 | 0.14834 | 0.17505 | 0.12583 | 0.099448 | 0.13493 | 0.032125 | 0.10003 | 0.1087 | 0.10682 | 0.093039 | 0.632 | 0.655 | 0.611 | 0.63575 | 0.648 | 0.652
5197 | 0.12188 | 0.12754 | 0.23838 | 0.14707 | 0.080947 | 0.1413 | 0.025131 | 0.10897 | 0.11608 | 0.12205 | 0.09201 | 0.656 | 0.664 | 0.631 | 0.663 | 0.694 | 0.671
5198 | 0.15429 | 0.095785 | 0.30367 | 0.17659 | 0.071816 | 0.14232 | 0.018283 | 0.11992 | 0.12238 | 0.13659 | 0.0907 | 0.643 | 0.636 | 0.615 | 0.651 | 0.702 | 0.644
5199 | 0.19109 | 0.059371 | 0.38683 | 0.21817 | 0.076578 | 0.13592 | 0.011937 | 0.13 | 0.12543 | 0.14531 | 0.090497 | 0.597 | 0.57 | 0.566 | 0.60275 | 0.668 | 0.58
5200 | 0.20637 | 0.027892 | 0.47564 | 0.26135 | 0.10205 | 0.1209 | 0.007566 | 0.13761 | 0.12283 | 0.14203 | 0.090765 | 0.48 | 0.471 | 0.488 | 0.505 | 0.581 | 0.471
5201 | 0.19389 | 0.009462 | 0.55079 | 0.29342 | 0.13559 | 0.09415 | 0.004936 | 0.14138 | 0.11319 | 0.13007 | 0.087166 | 0.312 | 0.342 | 0.38 | 0.364 | 0.459 | 0.305
5202 | 0.1741 | 0.004282 | 0.5621 | 0.30607 | 0.18201 | 0.076518 | 0.003928 | 0.14439 | 0.10593 | 0.11864 | 0.08419 | 0.209 | 0.202 | 0.25 | 0.2355 | 0.336 | 0.147
5203 | 0.16129 | 0.002746 | 0.57887 | 0.33365 | 0.26078 | 0.051231 | 0.005766 | 0.13801 | 0.09833 | 0.097862 | 0.10622 | 0.1 | 0.079 | 0.119 | 0.11075 | 0.161 | 0.063
5204 | 0.14455 | 0.021541 | 0.58303 | 0.36276 | 0.3607 | 0.035888 | 0.030658 | 0.12842 | 0.10457 | 0.087701 | 0.16627 | 0.029 | 0.007 | 0.025 | 0.0225 | 0.024 | 0.012
5205 | 0.11466 | 0.066597 | 0.51639 | 0.35136 | 0.42303 | 0.04556 | 0.084087 | 0.13095 | 0.12665 | 0.094712 | 0.23539 | 0 | 0 | 0 | 0 | 0 | 0
5206 | 0.065957 | 0.11394 | 0.45075 | 0.31378 | 0.42463 | 0.070552 | 0.13824 | 0.13798 | 0.14783 | 0.11285 | 0.26995 | 0 | 0 | 0 | 0 | 0 | 0
5207 | 0.034451 | 0.14952 | 0.47125 | 0.29563 | 0.38119 | 0.10666 | 0.17184 | 0.14875 | 0.1646 | 0.13681 | 0.26618 | 0 | 0 | 0 | 0 | 0 | 0
5208 | 0.014646 | 0.18198 | 0.5351 | 0.29094 | 0.32309 | 0.1409 | 0.18307 | 0.16288 | 0.17717 | 0.16079 | 0.24412 | 0 | 0 | 0 | 0 | 0 | 0
5209 | 0.003723 | 0.21735 | 0.58303 | 0.28741 | 0.27549 | 0.16926 | 0.17878 | 0.16886 | 0.18315 | 0.17556 | 0.21893 | 0 | 0 | 0 | 0 | 0 | 0
5210 | 0.000359 | 0.26025 | 0.59538 | 0.2771 | 0.23556 | 0.19258 | 0.17144 | 0.16534 | 0.18618 | 0.1827 | 0.20409 | 0 | 0 | 0 | 0 | 0 | 0
5211 | 0.000454 | 0.30159 | 0.59265 | 0.26258 | 0.19464 | 0.21521 | 0.1652 | 0.16108 | 0.1895 | 0.19356 | 0.18812 | 0 | 0 | 0 | 0 | 0 | 0
5212 | 0.002466 | 0.31068 | 0.61024 | 0.25803 | 0.16139 | 0.23346 | 0.16111 | 0.16153 | 0.19236 | 0.20225 | 0.1722 | 0 | 0 | 0 | 0 | 0 | 0
5213 | 0.007701 | 0.29936 | 0.5106 | 0.21557 | 0.1284 | 0.23054 | 0.15057 | 0.16164 | 0.18068 | 0.18227 | 0.14825 | 0 | 0 | 0 | 0 | 0 | 0
5214 | 0.017713 | 0.27209 | 0.44197 | 0.18435 | 0.093353 | 0.21459 | 0.11619 | 0.16079 | 0.16131 | 0.15033 | 0.11952 | 0.002 | 0.028 | 0.001 | 0.004 | 0.001 | 0.012
5215 | 0.034388 | 0.23886 | 0.35559 | 0.14799 | 0.053997 | 0.16558 | 0.052641 | 0.1254 | 0.12129 | 0.115 | 0.079192 | 0.051 | 0.118 | 0.053 | 0.05225 | 0.037 | 0.068
5216 | 0.062884 | 0.20009 | 0.23018 | 0.10323 | 0.016617 | 0.088343 | 0.025967 | 0.092726 | 0.069326 | 0.059001 | 0.037234 | 0.157 | 0.235 | 0.168 | 0.15825 | 0.125 | 0.183
5217 | 0.12258 | 0.15761 | 0.17806 | 0.10325 | 0.009112 | 0.08143 | 0.02155 | 0.11149 | 0.067563 | 0.052615 | 0.024718 | 0.273 | 0.359 | 0.303 | 0.30175 | 0.27 | 0.361
5218 | 0.17455 | 0.13724 | 0.12253 | 0.1035 | 0.013433 | 0.13555 | 0.023351 | 0.11554 | 0.10082 | 0.11561 | 0.036598 | 0.401 | 0.463 | 0.427 | 0.428 | 0.411 | 0.473
5219 | 0.21612 | 0.13692 | 0.095152 | 0.11511 | 0.034055 | 0.17364 | 0.030407 | 0.11699 | 0.13257 | 0.18144 | 0.058222 | 0.539 | 0.535 | 0.517 | 0.53675 | 0.529 | 0.562
5220 | 0.24207 | 0.12918 | 0.094446 | 0.14005 | 0.083646 | 0.21067 | 0.041162 | 0.11399 | 0.16181 | 0.22773 | 0.09484 | 0.598 | 0.581 | 0.581 | 0.60825 | 0.614 | 0.64
5221 | 0.25505 | 0.10826 | 0.10685 | 0.17485 | 0.16264 | 0.22605 | 0.046758 | 0.1096 | 0.17392 | 0.23186 | 0.12818 | 0.55 | 0.597 | 0.614 | 0.612 | 0.643 | 0.641
5222 | 0.26391 | 0.075234 | 0.12172 | 0.20688 | 0.23503 | 0.21381 | 0.045562 | 0.10912 | 0.16956 | 0.20571 | 0.14959 | 0.532 | 0.571 | 0.606 | 0.57175 | 0.567 | 0.582
5223 | 0.27823 | 0.042611 | 0.13594 | 0.22363 | 0.25672 | 0.19338 | 0.04088 | 0.10614 | 0.15726 | 0.16975 | 0.15979 | 0.562 | 0.508 | 0.559 | 0.539 | 0.529 | 0.506
5224 | 0.29712 | 0.0218 | 0.14744 | 0.23201 | 0.25147 | 0.17957 | 0.033945 | 0.096621 | 0.14398 | 0.13927 | 0.16046 | 0.543 | 0.413 | 0.478 | 0.49425 | 0.526 | 0.43
5225 | 0.32728 | 0.018851 | 0.14744 | 0.23953 | 0.24388 | 0.16333 | 0.02828 | 0.080192 | 0.13147 | 0.12384 | 0.15851 | 0.428 | 0.291 | 0.363 | 0.37625 | 0.379 | 0.335
5226 | 0.3496 | 0.028386 | 0.13594 | 0.24038 | 0.23559 | 0.13384 | 0.024624 | 0.064709 | 0.12221 | 0.13645 | 0.15382 | 0.275 | 0.165 | 0.243 | 0.222 | 0.157 | 0.213
5227 | 0.30601 | 0.046802 | 0.13251 | 0.21799 | 0.21544 | 0.095763 | 0.028262 | 0.060405 | 0.11594 | 0.15781 | 0.14978 | 0.132 | 0.061 | 0.118 | 0.0975 | 0.048 | 0.092
5228 | 0.26005 | 0.063554 | 0.17705 | 0.20726 | 0.18469 | 0.08272 | 0.049131 | 0.08229 | 0.11258 | 0.14667 | 0.13865 | 0.03 | 0.005 | 0.024 | 0.019 | 0.008 | 0.014
5229 | 0.22442 | 0.071047 | 0.30633 | 0.2329 | 0.16795 | 0.11502 | 0.076231 | 0.12494 | 0.12241 | 0.12151 | 0.12816 | 0 | 0 | 0 | 0 | 0 | 0
5230 | 0.19128 | 0.077456 | 0.42446 | 0.25554 | 0.15089 | 0.15655 | 0.092643 | 0.14424 | 0.12636 | 0.095532 | 0.10913 | 0 | 0 | 0 | 0 | 0 | 0
5231 | 0.16524 | 0.095919 | 0.4654 | 0.25495 | 0.13422 | 0.16731 | 0.097419 | 0.14434 | 0.12054 | 0.082344 | 0.088159 | 0 | 0 | 0 | 0 | 0 | 0
5232 | 0.13531 | 0.10636 | 0.46832 | 0.23833 | 0.11135 | 0.1476 | 0.095547 | 0.1358 | 0.10804 | 0.083048 | 0.065725 | 0 | 0 | 0 | 0 | 0 | 0
5233 | 0.099705 | 0.096199 | 0.45661 | 0.21275 | 0.081927 | 0.11984 | 0.08842 | 0.12558 | 0.093646 | 0.087721 | 0.041436 | 0 | 0 | 0 | 0 | 0 | 0
5234 | 0.070714 | 0.076869 | 0.40268 | 0.17726 | 0.058377 | 0.091355 | 0.078747 | 0.11834 | 0.082354 | 0.097226 | 0.022494 | 0 | 0 | 0 | 0 | 0 | 0
5235 | 0.049524 | 0.05987 | 0.32381 | 0.13749 | 0.039138 | 0.068217 | 0.069227 | 0.11605 | 0.075576 | 0.10487 | 0.013171 | 0 | 0 | 0 | 0 | 0 | 0
5236 | 0.025487 | 0.047708 | 0.25889 | 0.10377 | 0.026922 | 0.054451 | 0.05879 | 0.11474 | 0.069897 | 0.10008 | 0.010315 | 0 | 0 | 0 | 0 | 0 | 0
5237 | 0.009278 | 0.040471 | 0.2131 | 0.079885 | 0.017276 | 0.049251 | 0.048811 | 0.10775 | 0.065411 | 0.094783 | 0.009863 | 0 | 0 | 0 | 0 | 0 | 0
5238 | 0.004745 | 0.035817 | 0.18212 | 0.066115 | 0.011481 | 0.047263 | 0.03775 | 0.097716 | 0.066155 | 0.11107 | 0.008575 | 0.001 | 0.02 | 0.001 | 0.0025 | 0 | 0.008
5239 | 0.00449 | 0.026886 | 0.14295 | 0.051968 | 0.008463 | 0.031941 | 0.016786 | 0.069984 | 0.057624 | 0.12282 | 0.005754 | 0.046 | 0.098 | 0.054 | 0.05325 | 0.031 | 0.082
5240 | 0.005602 | 0.017495 | 0.062131 | 0.02501 | 0.007297 | 0.018444 | 0.00707 | 0.04334 | 0.037695 | 0.085462 | 0.003536 | 0.144 | 0.208 | 0.173 | 0.156 | 0.101 | 0.206
5241 | 0.009903 | 0.012139 | 0.05184 | 0.022878 | 0.00689 | 0.01922 | 0.008153 | 0.040211 | 0.028412 | 0.051593 | 0.002624 | 0.28 | 0.32 | 0.308 | 0.29025 | 0.216 | 0.357
5242 | 0.016928 | 0.008649 | 0.078995 | 0.033996 | 0.006064 | 0.019887 | 0.010618 | 0.038907 | 0.021513 | 0.025323 | 0.001935 | 0.419 | 0.416 | 0.426 | 0.42475 | 0.368 | 0.486
5243 | 0.020764 | 0.004886 | 0.10018 | 0.042218 | 0.005712 | 0.015337 | 0.010595 | 0.036748 | 0.014439 | 0.003528 | 0.002144 | 0.54 | 0.487 | 0.51 | 0.532 | 0.5 | 0.578
5244 | 0.021123 | 0.002747 | 0.12663 | 0.051757 | 0.007517 | 0.010075 | 0.008805 | 0.038067 | 0.013244 | 0.001262 | 0.00357 | 0.613 | 0.544 | 0.56 | 0.6 | 0.592 | 0.635
5245 | 0.021975 | 0.003564 | 0.15759 | 0.062781 | 0.008776 | 0.007315 | 0.007684 | 0.043908 | 0.014465 | 0.00158 | 0.005059 | 0.646 | 0.561 | 0.573 | 0.629 | 0.641 | 0.656
5246 | 0.023843 | 0.013671 | 0.1904 | 0.074213 | 0.008401 | 0.008951 | 0.007628 | 0.051769 | 0.01774 | 0.003666 | 0.006575 | 0.634 | 0.538 | 0.549 | 0.6175 | 0.655 | 0.632
5247 | 0.02499 | 0.02522 | 0.26012 | 0.098009 | 0.008912 | 0.015901 | 0.0072 | 0.059854 | 0.023292 | 0.008174 | 0.00924 | 0.534 | 0.48 | 0.502 | 0.558 | 0.628 | 0.568
5248 | 0.023999 | 0.009716 | 0.31167 | 0.11686 | 0.014926 | 0.030251 | 0.006982 | 0.068947 | 0.032599 | 0.015697 | 0.0155 | 0.407 | 0.395 | 0.429 | 0.46 | 0.556 | 0.448
5249 | 0.026147 | 0.000841 | 0.35 | 0.13461 | 0.027684 | 0.047716 | 0.009736 | 0.080155 | 0.043792 | 0.019609 | 0.02769 | 0.307 | 0.288 | 0.331 | 0.345 | 0.445 | 0.297
5250 | 0.028977 | 0.001148 | 0.36828 | 0.15045 | 0.054088 | 0.077591 | 0.020795 | 0.1021 | 0.065541 | 0.027893 | 0.05458 | 0.217 | 0.17 | 0.215 | 0.221 | 0.293 | 0.159
5251 | 0.03439 | 0.005772 | 0.37254 | 0.16816 | 0.097534 | 0.1318 | 0.04878 | 0.14019 | 0.11428 | 0.087067 | 0.09807 | 0.106 | 0.066 | 0.103 | 0.102 | 0.13 | 0.069
5252 | 0.048016 | 0.012754 | 0.34027 | 0.17341 | 0.13195 | 0.20187 | 0.091859 | 0.17803 | 0.19171 | 0.25284 | 0.13411 | 0.017 | 0.006 | 0.02 | 0.01625 | 0.016 | 0.012
5253 | 0.071083 | 0.020059 | 0.28537 | 0.16815 | 0.148 | 0.23473 | 0.12317 | 0.20638 | 0.22969 | 0.33849 | 0.13914 | 0 | 0 | 0 | 0 | 0 | 0
5254 | 0.098145 | 0.026668 | 0.20647 | 0.15687 | 0.166 | 0.21156 | 0.12927 | 0.20407 | 0.22247 | 0.3439 | 0.13034 | 0 | 0 | 0 | 0 | 0 | 0
5255 | 0.11925 | 0.034218 | 0.14295 | 0.14999 | 0.18776 | 0.17786 | 0.11924 | 0.18773 | 0.20553 | 0.33482 | 0.1217 | 0 | 0 | 0 | 0 | 0 | 0
5256 | 0.10945 | 0.040498 | 0.090958 | 0.13462 | 0.20344 | 0.15571 | 0.1073 | 0.17167 | 0.19644 | 0.33823 | 0.12016 | 0 | 0 | 0 | 0 | 0 | 0
5257 | 0.092802 | 0.044259 | 0.04979 | 0.11112 | 0.19077 | 0.13945 | 0.097478 | 0.16096 | 0.1846 | 0.32089 | 0.11711 | 0 | 0 | 0 | 0 | 0 | 0
5258 | 0.076957 | 0.058007 | 0.033169 | 0.09196 | 0.16576 | 0.12351 | 0.093708 | 0.1541 | 0.1716 | 0.29434 | 0.11444 | 0 | 0 | 0 | 0 | 0 | 0
5259 | 0.072393 | 0.080149 | 0.033586 | 0.087882 | 0.15767 | 0.11407 | 0.0954 | 0.14538 | 0.17135 | 0.30791 | 0.11805 | 0 | 0 | 0 | 0 | 0 | 0
5260 | 0.084338 | 0.099961 | 0.03112 | 0.095921 | 0.17231 | 0.11263 | 0.10107 | 0.13623 | 0.18344 | 0.35552 | 0.1294 | 0 | 0 | 0 | 0 | 0 | 0
5261 | 0.10775 | 0.108 | 0.033586 | 0.1106 | 0.19047 | 0.11071 | 0.09759 | 0.12208 | 0.17963 | 0.34555 | 0.14019 | 0 | 0 | 0 | 0 | 0 | 0
5262 | 0.12498 | 0.10154 | 0.04979 | 0.12148 | 0.18969 | 0.1075 | 0.079003 | 0.10457 | 0.15964 | 0.2859 | 0.14061 | 0.002 | 0.018 | 0.001 | 0.00175 | 0 | 0.004
5263 | 0.12579 | 0.093023 | 0.06557 | 0.12075 | 0.17089 | 0.082564 | 0.053711 | 0.079471 | 0.13767 | 0.26489 | 0.12378 | 0.051 | 0.094 | 0.041 | 0.0415 | 0.02 | 0.054
5264 | 0.11517 | 0.092935 | 0.045813 | 0.10322 | 0.14868 | 0.060318 | 0.057048 | 0.067505 | 0.12029 | 0.24898 | 0.10434 | 0.16 | 0.204 | 0.129 | 0.14125 | 0.116 | 0.16
5265 | 0.1087 | 0.1049 | 0.028747 | 0.091789 | 0.13792 | 0.049784 | 0.061269 | 0.07194 | 0.10324 | 0.19947 | 0.091748 | 0.295 | 0.325 | 0.225 | 0.26725 | 0.264 | 0.285
5266 | 0.10308 | 0.11659 | 0.013749 | 0.084546 | 0.13681 | 0.039117 | 0.060031 | 0.069571 | 0.085518 | 0.14724 | 0.086141 | 0.423 | 0.434 | 0.301 | 0.3975 | 0.408 | 0.458
5267 | 0.094602 | 0.10762 | 0.001796 | 0.074361 | 0.12668 | 0.034127 | 0.056424 | 0.068417 | 0.073892 | 0.11396 | 0.079065 | 0.521 | 0.519 | 0.342 | 0.49425 | 0.511 | 0.603
5268 | 0.083291 | 0.087279 | 0.000382 | 0.060139 | 0.096745 | 0.035469 | 0.05186 | 0.073395 | 0.070526 | 0.10769 | 0.065549 | 0.601 | 0.576 | 0.366 | 0.55525 | 0.588 | 0.666
5269 | 0.070249 | 0.074505 | 0.00272 | 0.048813 | 0.073471 | 0.038053 | 0.048848 | 0.074518 | 0.070192 | 0.11416 | 0.05404 | 0.622 | 0.593 | 0.355 | 0.569 | 0.615 | 0.684
5270 | 0.060984 | 0.074331 | 0.011018 | 0.04435 | 0.061049 | 0.033498 | 0.048743 | 0.081629 | 0.067381 | 0.1042 | 0.050197 | 0.589 | 0.56 | 0.328 | 0.54725 | 0.628 | 0.644
5271 | 0.059714 | 0.079469 | 0.018937 | 0.045733 | 0.058549 | 0.039043 | 0.056144 | 0.095566 | 0.074887 | 0.11338 | 0.051554 | 0.48 | 0.496 | 0.282 | 0.47475 | 0.57 | 0.567
5272 | 0.060588 | 0.079167 | 0.049284 | 0.059219 | 0.067785 | 0.056374 | 0.076215 | 0.10359 | 0.09089 | 0.14309 | 0.060504 | 0.335 | 0.389 | 0.223 | 0.357 | 0.394 | 0.476
5273 | 0.079369 | 0.077845 | 0.057687 | 0.072921 | 0.081706 | 0.072282 | 0.11602 | 0.11233 | 0.10863 | 0.1727 | 0.077205 | 0.236 | 0.256 | 0.158 | 0.247 | 0.241 | 0.353
5274 | 0.085417 | 0.069865 | 0.068509 | 0.084598 | 0.099868 | 0.08298 | 0.17586 | 0.12819 | 0.12657 | 0.20695 | 0.088148 | 0.15 | 0.136 | 0.099 | 0.1455 | 0.119 | 0.214
5275 | 0.081571 | 0.059729 | 0.10312 | 0.093789 | 0.09668 | 0.098434 | 0.2144 | 0.1515 | 0.14366 | 0.24254 | 0.082187 | 0.073 | 0.051 | 0.045 | 0.06375 | 0.05 | 0.087
5276 | 0.091077 | 0.045107 | 0.12498 | 0.10597 | 0.10184 | 0.1361 | 0.20822 | 0.1831 | 0.16298 | 0.24181 | 0.090929 | 0.015 | 0.004 | 0.008 | 0.01025 | 0.006 | 0.012
5277 | 0.10235 | 0.034316 | 0.1904 | 0.13823 | 0.12196 | 0.17749 | 0.19611 | 0.20866 | 0.1811 | 0.21826 | 0.12001 | 0 | 0 | 0 | 0 | 0 | 0
5278 | 0.10441 | 0.024737 | 0.33475 | 0.19171 | 0.13596 | 0.18298 | 0.17234 | 0.21401 | 0.1822 | 0.20223 | 0.1296 | 0 | 0 | 0 | 0 | 0 | 0
5279 | 0.1006 | 0.020229 | 0.40413 | 0.2145 | 0.13878 | 0.16684 | 0.14261 | 0.20309 | 0.16347 | 0.16123 | 0.12271 | 0 | 0 | 0 | 0 | 0 | 0
5280 | 0.10039 | 0.015276 | 0.41282 | 0.2159 | 0.13448 | 0.14989 | 0.11542 | 0.18891 | 0.1459 | 0.13376 | 0.11104 | 0 | 0 | 0 | 0 | 0 | 0
5281 | 0.095142 | 0.013335 | 0.43321 | 0.2207 | 0.13376 | 0.14288 | 0.095015 | 0.17695 | 0.14536 | 0.16058 | 0.10102 | 0 | 0 | 0 | 0 | 0 | 0
5282 | 0.083442 | 0.014768 | 0.4654 | 0.22841 | 0.1364 | 0.14334 | 0.081225 | 0.16527 | 0.14756 | 0.18636 | 0.095264 | 0 | 0 | 0 | 0 | 0 | 0
5283 | 0.068705 | 0.016742 | 0.45222 | 0.21971 | 0.13821 | 0.14418 | 0.07264 | 0.15652 | 0.14859 | 0.19982 | 0.093828 | 0 | 0 | 0 | 0 | 0 | 0
5284 | 0.049616 | 0.016507 | 0.43321 | 0.20494 | 0.13199 | 0.13696 | 0.065572 | 0.14578 | 0.14234 | 0.19448 | 0.092141 | 0 | 0 | 0 | 0 | 0 | 0
5285 | 0.028961 | 0.015155 | 0.3897 | 0.17748 | 0.11377 | 0.11916 | 0.063128 | 0.14142 | 0.12826 | 0.16864 | 0.083812 | 0 | 0 | 0 | 0 | 0 | 0
5286 | 0.01587 | 0.015675 | 0.38683 | 0.16501 | 0.092333 | 0.087406 | 0.057085 | 0.1424 | 0.10788 | 0.13133 | 0.07038 | 0.001 | 0.02 | 0 | 0.00375 | 0 | 0.014
5287 | 0.012129 | 0.016368 | 0.38396 | 0.15289 | 0.062572 | 0.035331 | 0.049638 | 0.13512 | 0.07428 | 0.089567 | 0.037107 | 0.043 | 0.101 | 0.021 | 0.04775 | 0.014 | 0.113
5288 | 0.011056 | 0.016394 | 0.29971 | 0.11745 | 0.041587 | 0.009684 | 0.046427 | 0.12279 | 0.05588 | 0.07243 | 0.018616 | 0.113 | 0.217 | 0.083 | 0.1255 | 0.049 | 0.257
5289 | 0.010165 | 0.01698 | 0.28537 | 0.10865 | 0.030408 | 0.014129 | 0.038481 | 0.12554 | 0.059515 | 0.087433 | 0.010962 | 0.172 | 0.338 | 0.166 | 0.21275 | 0.108 | 0.405
5290 | 0.007656 | 0.019068 | 0.23602 | 0.087716 | 0.019471 | 0.03141 | 0.031037 | 0.12294 | 0.075932 | 0.14307 | 0.006305 | 0.218 | 0.435 | 0.256 | 0.303 | 0.211 | 0.527
5291 | 0.002401 | 0.020471 | 0.16425 | 0.059451 | 0.011698 | 0.047308 | 0.025786 | 0.10698 | 0.086682 | 0.18735 | 0.005099 | 0.255 | 0.501 | 0.335 | 0.37875 | 0.328 | 0.597
5292 | 0.000126 | 0.016978 | 0.10018 | 0.035114 | 0.005038 | 0.048512 | 0.021923 | 0.082561 | 0.080516 | 0.18682 | 0.004166 | 0.264 | 0.535 | 0.395 | 0.421 | 0.424 | 0.601
5293 | 0 | 0.009802 | 0.05446 | 0.018815 | 0.001984 | 0.035735 | 0.019116 | 0.065533 | 0.060636 | 0.13822 | 0.003056 | 0.31 | 0.539 | 0.43 | 0.4345 | 0.451 | 0.547
5294 | 0 | 0.00355 | 0.037901 | 0.01288 | 0.000739 | 0.019864 | 0.017843 | 0.060207 | 0.04176 | 0.085016 | 0.001954 | 0.352 | 0.509 | 0.434 | 0.39975 | 0.356 | 0.457
5295 | 3e-06 | 0.000694 | 0.054992 | 0.018341 | 2.8e-05 | 0.009236 | 0.018095 | 0.062629 | 0.031247 | 0.051791 | 0.001333 | 0.397 | 0.449 | 0.398 | 0.3485 | 0.251 | 0.348
5296 | 1.4e-05 | 0.000222 | 0.092345 | 0.030786 | 0 | 0.005131 | 0.020075 | 0.068639 | 0.026922 | 0.032722 | 0.001197 | 0.346 | 0.363 | 0.337 | 0.26725 | 0.148 | 0.238
5297 | 0.000119 | 0.000635 | 0.12091 | 0.040342 | 0 | 0.006274 | 0.025119 | 0.076118 | 0.027201 | 0.025231 | 0.001183 | 0.255 | 0.259 | 0.255 | 0.18625 | 0.083 | 0.152
5298 | 0.000439 | 0.001907 | 0.13854 | 0.046331 | 1.1e-05 | 0.013886 | 0.036323 | 0.087411 | 0.036172 | 0.04204 | 0.001351 | 0.151 | 0.151 | 0.169 | 0.11925 | 0.054 | 0.103
5299 | 0.001156 | 0.003722 | 0.16911 | 0.057088 | 0.000997 | 0.029535 | 0.065443 | 0.10191 | 0.055968 | 0.089262 | 0.003161 | 0.062 | 0.054 | 0.083 | 0.05775 | 0.033 | 0.053
5300 | 0.002252 | 0.00691 | 0.24672 | 0.084353 | 0.004083 | 0.044166 | 0.12922 | 0.12356 | 0.079943 | 0.1419 | 0.010146 | 0.011 | 0.003 | 0.017 | 0.0105 | 0.005 | 0.009
5301 | 0.004673 | 0.01105 | 0.35279 | 0.12159 | 0.007316 | 0.045051 | 0.1732 | 0.15116 | 0.099735 | 0.18425 | 0.018481 | 0 | 0 | 0 | 0 | 0 | 0
5302 | 0.016368 | 0.01638 | 0.37254 | 0.13302 | 0.010154 | 0.037363 | 0.16858 | 0.16167 | 0.10569 | 0.20155 | 0.022176 | 0 | 0 | 0 | 0 | 0 | 0
5303 | 0.03679 | 0.018387 | 0.30766 | 0.11891 | 0.012296 | 0.029921 | 0.14103 | 0.1549 | 0.095166 | 0.17627 | 0.019577 | 0 | 0 | 0 | 0 | 0 | 0
5304 | 0.059637 | 0.018961 | 0.24194 | 0.10547 | 0.014836 | 0.023411 | 0.11545 | 0.14297 | 0.082968 | 0.15249 | 0.013004 | 0 | 0 | 0 | 0 | 0 | 0
5305 | 0.084662 | 0.021645 | 0.16619 | 0.090952 | 0.022007 | 0.026658 | 0.096735 | 0.14054 | 0.086666 | 0.16895 | 0.010516 | 0 | 0 | 0 | 0 | 0 | 0
5306 | 0.10253 | 0.026169 | 0.081576 | 0.071252 | 0.029653 | 0.041898 | 0.08383 | 0.14692 | 0.097462 | 0.18676 | 0.014265 | 0 | 0 | 0 | 0 | 0 | 0
5307 | 0.11522 | 0.025618 | 0.03658 | 0.060231 | 0.028888 | 0.064583 | 0.077016 | 0.15538 | 0.10444 | 0.1768 | 0.021017 | 0 | 0 | 0 | 0 | 0 | 0
5308 | 0.13035 | 0.018432 | 0.009446 | 0.056068 | 0.028411 | 0.087268 | 0.073441 | 0.15982 | 0.10446 | 0.14203 | 0.028704 | 0 | 0 | 0 | 0 | 0 | 0
5309 | 0.12715 | 0.012036 | 0.001242 | 0.052305 | 0.028521 | 0.091441 | 0.069488 | 0.15227 | 0.10202 | 0.13336 | 0.030985 | 0 | 0 | 0 | 0 | 0 | 0
5310 | 0.11109 | 0.008534 | 0.000212 | 0.046379 | 0.027831 | 0.079562 | 0.051445 | 0.14147 | 0.099279 | 0.14923 | 0.026849 | 0.001 | 0.016 | 0 | 0.001 | 0 | 0.003
5311 | 0.08442 | 0.008216 | 6e-05 | 0.03717 | 0.02703 | 0.047647 | 0.026519 | 0.11299 | 0.0865 | 0.1669 | 0.018459 | 0.04 | 0.095 | 0.035 | 0.03675 | 0.024 | 0.048
5312 | 0.053942 | 0.009929 | 2.3e-05 | 0.02704 | 0.027155 | 0.025586 | 0.025419 | 0.093088 | 0.078495 | 0.18569 | 0.009613 | 0.12 | 0.211 | 0.136 | 0.1185 | 0.093 | 0.125
5313 | 0.030552 | 0.009957 | 0.00026 | 0.018832 | 0.025684 | 0.019133 | 0.032157 | 0.10343 | 0.076309 | 0.17705 | 0.005634 | 0.219 | 0.331 | 0.258 | 0.2095 | 0.16 | 0.201
5314 | 0.020764 | 0.009789 | 0.000591 | 0.015704 | 0.025756 | 0.011753 | 0.036898 | 0.10455 | 0.062272 | 0.12872 | 0.004067 | 0.328 | 0.434 | 0.371 | 0.29375 | 0.209 | 0.267
5315 | 0.023988 | 0.008769 | 0.016522 | 0.022365 | 0.026584 | 0.008881 | 0.035391 | 0.10338 | 0.051093 | 0.088044 | 0.004069 | 0.409 | 0.505 | 0.465 | 0.354 | 0.232 | 0.31
5316 | 0.030328 | 0.007604 | 0.051324 | 0.037402 | 0.030555 | 0.009034 | 0.029898 | 0.10218 | 0.047027 | 0.071879 | 0.005014 | 0.437 | 0.549 | 0.521 | 0.37575 | 0.221 | 0.324
5317 | 0.034872 | 0.008594 | 0.09165 | 0.053705 | 0.034592 | 0.009226 | 0.025353 | 0.096258 | 0.045281 | 0.06907 | 0.006568 | 0.439 | 0.553 | 0.537 | 0.38225 | 0.227 | 0.326
5318 | 0.037098 | 0.01342 | 0.10761 | 0.060658 | 0.037266 | 0.00907 | 0.022767 | 0.089004 | 0.044927 | 0.072819 | 0.008814 | 0.408 | 0.511 | 0.525 | 0.37175 | 0.223 | 0.331
5319 | 0.041799 | 0.019917 | 0.13422 | 0.071022 | 0.037051 | 0.009325 | 0.022154 | 0.084833 | 0.045658 | 0.077884 | 0.010589 | 0.335 | 0.439 | 0.485 | 0.33725 | 0.213 | 0.316
5320 | 0.050061 | 0.025651 | 0.17806 | 0.087881 | 0.035522 | 0.009838 | 0.024462 | 0.081818 | 0.046772 | 0.0839 | 0.011532 | 0.245 | 0.343 | 0.414 | 0.27175 | 0.166 | 0.262
5321 | 0.061871 | 0.030897 | 0.15665 | 0.083861 | 0.03306 | 0.009967 | 0.032587 | 0.077222 | 0.046404 | 0.086952 | 0.011473 | 0.163 | 0.237 | 0.323 | 0.19575 | 0.114 | 0.183
5322 | 0.080803 | 0.030066 | 0.11533 | 0.075479 | 0.030304 | 0.011026 | 0.052663 | 0.0717 | 0.045165 | 0.086433 | 0.011503 | 0.104 | 0.133 | 0.211 | 0.12025 | 0.064 | 0.102
5323 | 0.094749 | 0.026482 | 0.13594 | 0.087087 | 0.030574 | 0.015624 | 0.095308 | 0.067242 | 0.044282 | 0.079886 | 0.014377 | 0.049 | 0.046 | 0.098 | 0.052 | 0.021 | 0.04
5324 | 0.098587 | 0.024663 | 0.25156 | 0.12722 | 0.031522 | 0.021781 | 0.15007 | 0.075453 | 0.048756 | 0.078399 | 0.019391 | 0.009 | 0.002 | 0.016 | 0.00775 | 0.001 | 0.005
5325 | 0.10931 | 0.024547 | 0.37254 | 0.1732 | 0.037755 | 0.026284 | 0.16734 | 0.095758 | 0.055785 | 0.076123 | 0.024977 | 0 | 0 | 0 | 0 | 0 | 0
5326 | 0.13094 | 0.027762 | 0.39402 | 0.19164 | 0.049959 | 0.029574 | 0.14922 | 0.099675 | 0.059419 | 0.078026 | 0.0304 | 0 | 0 | 0 | 0 | 0 | 0
5327 | 0.15491 | 0.035405 | 0.39835 | 0.20757 | 0.069462 | 0.03759 | 0.12458 | 0.095191 | 0.061004 | 0.075636 | 0.035598 | 0 | 0 | 0 | 0 | 0 | 0
5328 | 0.15876 | 0.048351 | 0.45222 | 0.23492 | 0.09379 | 0.052742 | 0.10419 | 0.09225 | 0.06742 | 0.082124 | 0.042566 | 0 | 0 | 0 | 0 | 0 | 0
5329 | 0.14646 | 0.063903 | 0.48878 | 0.24935 | 0.11281 | 0.068526 | 0.091923 | 0.09034 | 0.076932 | 0.10039 | 0.048475 | 0 | 0 | 0 | 0 | 0 | 0
5330 | 0.12085 | 0.075287 | 0.48294 | 0.24357 | 0.12692 | 0.079501 | 0.083864 | 0.086995 | 0.084334 | 0.11789 | 0.052947 | 0 | 0 | 0 | 0 | 0 | 0
5331 | 0.10078 | 0.075248 | 0.46979 | 0.23001 | 0.11947 | 0.075276 | 0.08059 | 0.08534 | 0.083488 | 0.12462 | 0.048713 | 0 | 0 | 0 | 0 | 0 | 0
5332 | 0.088616 | 0.066568 | 0.44197 | 0.20994 | 0.09924 | 0.061126 | 0.076986 | 0.08689 | 0.080426 | 0.13246 | 0.041228 | 0 | 0 | 0 | 0 | 0 | 0
5333 | 0.078771 | 0.058267 | 0.42009 | 0.19277 | 0.079445 | 0.051386 | 0.068508 | 0.090671 | 0.080263 | 0.14081 | 0.038179 | 0 | 0 | 0 | 0 | 0 | 0
5334 | 0.064924 | 0.049537 | 0.44197 | 0.18933 | 0.061101 | 0.045255 | 0.05071 | 0.096366 | 0.078728 | 0.13559 | 0.037696 | 0.001 | 0.013 | 0 | 0.002 | 0 | 0.007
5335 | 0.050847 | 0.038615 | 0.40992 | 0.16852 | 0.044794 | 0.026484 | 0.032327 | 0.085586 | 0.052891 | 0.069841 | 0.029654 | 0.041 | 0.084 | 0.044 | 0.044 | 0.009 | 0.082
5336 | 0.037949 | 0.020804 | 0.30367 | 0.12273 | 0.02657 | 0.009453 | 0.026457 | 0.068187 | 0.031016 | 0.031599 | 0.014823 | 0.139 | 0.201 | 0.156 | 0.149 | 0.106 | 0.195
5337 | 0.022478 | 0.008669 | 0.25277 | 0.096694 | 0.014832 | 0.004237 | 0.024581 | 0.080326 | 0.032855 | 0.038377 | 0.008481 | 0.269 | 0.327 | 0.291 | 0.2845 | 0.257 | 0.321
5338 | 0.013978 | 0.007877 | 0.21422 | 0.080907 | 0.014525 | 0.004683 | 0.022099 | 0.080946 | 0.032501 | 0.036608 | 0.007767 | 0.397 | 0.431 | 0.411 | 0.40025 | 0.408 | 0.385
5339 | 0.017675 | 0.010118 | 0.21199 | 0.084179 | 0.022876 | 0.010854 | 0.021133 | 0.078263 | 0.036408 | 0.045452 | 0.011061 | 0.516 | 0.501 | 0.495 | 0.49675 | 0.534 | 0.442
5340 | 0.025084 | 0.014416 | 0.18008 | 0.080877 | 0.037464 | 0.025198 | 0.022991 | 0.07276 | 0.045474 | 0.064583 | 0.019356 | 0.6 | 0.546 | 0.545 | 0.56375 | 0.62 | 0.49
5341 | 0.029394 | 0.021478 | 0.1193 | 0.067279 | 0.053146 | 0.037587 | 0.028495 | 0.069523 | 0.055043 | 0.085928 | 0.027134 | 0.624 | 0.555 | 0.558 | 0.584 | 0.655 | 0.499
5342 | 0.040298 | 0.029495 | 0.081576 | 0.061415 | 0.062371 | 0.043655 | 0.037037 | 0.071502 | 0.062963 | 0.10329 | 0.033407 | 0.586 | 0.527 | 0.531 | 0.56275 | 0.667 | 0.467
5343 | 0.055825 | 0.037585 | 0.097289 | 0.075239 | 0.072603 | 0.049204 | 0.046919 | 0.076381 | 0.070389 | 0.11537 | 0.040604 | 0.507 | 0.463 | 0.469 | 0.508 | 0.63 | 0.426
5344 | 0.072696 | 0.047487 | 0.17305 | 0.11364 | 0.095174 | 0.05605 | 0.056466 | 0.085551 | 0.079282 | 0.12471 | 0.05082 | 0.407 | 0.373 | 0.39 | 0.41875 | 0.551 | 0.327
5345 | 0.094548 | 0.053827 | 0.29446 | 0.16901 | 0.11801 | 0.06521 | 0.070498 | 0.10106 | 0.091119 | 0.13506 | 0.06314 | 0.289 | 0.26 | 0.292 | 0.31275 | 0.456 | 0.214
5346 | 0.095863 | 0.05069 | 0.3697 | 0.1991 | 0.13175 | 0.075964 | 0.092154 | 0.12392 | 0.10638 | 0.14847 | 0.077169 | 0.163 | 0.148 | 0.183 | 0.18725 | 0.29 | 0.113
5347 | 0.084865 | 0.042852 | 0.43467 | 0.2176 | 0.13327 | 0.1006 | 0.11332 | 0.15675 | 0.12949 | 0.16988 | 0.090746 | 0.068 | 0.052 | 0.082 | 0.0755 | 0.108 | 0.044
5348 | 0.097628 | 0.038727 | 0.58303 | 0.27237 | 0.13647 | 0.14845 | 0.13333 | 0.20326 | 0.17314 | 0.23469 | 0.10616 | 0.011 | 0.002 | 0.011 | 0.01 | 0.014 | 0.004
5349 | 0.12855 | 0.037226 | 0.65818 | 0.31048 | 0.1447 | 0.19759 | 0.14792 | 0.25002 | 0.2245 | 0.33124 | 0.11915 | 0 | 0 | 0 | 0 | 0 | 0
5350 | 0.14321 | 0.037018 | 0.63528 | 0.30723 | 0.1432 | 0.20205 | 0.13637 | 0.26365 | 0.22834 | 0.32953 | 0.11814 | 0 | 0 | 0 | 0 | 0 | 0
5351 | 0.18713 | 0.043033 | 0.61956 | 0.31585 | 0.14086 | 0.19032 | 0.11523 | 0.25827 | 0.21391 | 0.28935 | 0.11769 | 0 | 0 | 0 | 0 | 0 | 0
5352 | 0.22587 | 0.047312 | 0.60216 | 0.32878 | 0.15829 | 0.19286 | 0.097056 | 0.24735 | 0.20888 | 0.27092 | 0.12441 | 0 | 0 | 0 | 0 | 0 | 0
5353 | 0.25149 | 0.041545 | 0.58991 | 0.33743 | 0.17091 | 0.18362 | 0.084989 | 0.23662 | 0.20172 | 0.26013 | 0.12653 | 0 | 0 | 0 | 0 | 0 | 0
5354 | 0.26458 | 0.033204 | 0.58716 | 0.34051 | 0.1698 | 0.17219 | 0.074575 | 0.22745 | 0.18733 | 0.22583 | 0.12385 | 0 | 0 | 0 | 0 | 0 | 0
5355 | 0.27985 | 0.027952 | 0.57748 | 0.33824 | 0.1574 | 0.1727 | 0.066103 | 0.21848 | 0.17537 | 0.18878 | 0.12152 | 0 | 0 | 0 | 0 | 0 | 0
5356 | 0.31573 | 0.027027 | 0.59946 | 0.35351 | 0.14534 | 0.1788 | 0.058566 | 0.20702 | 0.16805 | 0.16761 | 0.1188 | 0 | 0 | 0 | 0 | 0 | 0
5357 | 0.32368 | 0.0276 | 0.56631 | 0.34492 | 0.14477 | 0.18 | 0.053023 | 0.19327 | 0.16165 | 0.15482 | 0.1185 | 0 | 0 | 0 | 0 | 0 | 0
5358 | 0.32613 | 0.030506 | 0.54225 | 0.34217 | 0.15814 | 0.17417 | 0.045902 | 0.18214 | 0.15618 | 0.14199 | 0.12641 | 0.001 | 0.013 | 0 | 0.00075 | 0 | 0.002
5359 | 0.32915 | 0.037119 | 0.48294 | 0.32776 | 0.1712 | 0.12312 | 0.033264 | 0.14248 | 0.11696 | 0.076991 | 0.12525 | 0.043 | 0.086 | 0.042 | 0.0405 | 0.033 | 0.044
5360 | 0.36026 | 0.043031 | 0.357 | 0.30223 | 0.18944 | 0.097781 | 0.037197 | 0.094083 | 0.091535 | 0.033425 | 0.14085 | 0.133 | 0.193 | 0.154 | 0.13375 | 0.119 | 0.129
5361 | 0.39952 | 0.048853 | 0.34304 | 0.31607 | 0.20567 | 0.11299 | 0.050641 | 0.087095 | 0.094991 | 0.020991 | 0.15889 | 0.254 | 0.302 | 0.288 | 0.259 | 0.235 | 0.259
5362 | 0.42963 | 0.054282 | 0.34721 | 0.33162 | 0.21802 | 0.13409 | 0.062125 | 0.090317 | 0.10402 | 0.021519 | 0.17017 | 0.373 | 0.398 | 0.407 | 0.3875 | 0.357 | 0.413
5363 | 0.43658 | 0.05094 | 0.30367 | 0.31979 | 0.21912 | 0.14949 | 0.065558 | 0.097751 | 0.10926 | 0.021205 | 0.16859 | 0.464 | 0.476 | 0.493 | 0.4865 | 0.458 | 0.531
5364 | 0.41754 | 0.044376 | 0.24552 | 0.28695 | 0.19778 | 0.14234 | 0.06097 | 0.10113 | 0.10271 | 0.017003 | 0.15037 | 0.516 | 0.521 | 0.545 | 0.53475 | 0.514 | 0.564
5365 | 0.40096 | 0.041255 | 0.20103 | 0.2578 | 0.1714 | 0.12241 | 0.05436 | 0.097624 | 0.089884 | 0.01138 | 0.12812 | 0.536 | 0.531 | 0.556 | 0.5405 | 0.54 | 0.53
5366 | 0.39381 | 0.039165 | 0.18008 | 0.2437 | 0.15721 | 0.1038 | 0.048526 | 0.09252 | 0.078859 | 0.005979 | 0.11313 | 0.517 | 0.495 | 0.532 | 0.50025 | 0.509 | 0.443
5367 | 0.4051 | 0.037667 | 0.14835 | 0.23684 | 0.15708 | 0.094193 | 0.045529 | 0.089198 | 0.074332 | 0.003142 | 0.1108 | 0.479 | 0.416 | 0.482 | 0.42125 | 0.389 | 0.335
5368 | 0.42558 | 0.037889 | 0.12253 | 0.23792 | 0.16566 | 0.093937 | 0.047412 | 0.087587 | 0.076098 | 0.002598 | 0.12027 | 0.422 | 0.309 | 0.402 | 0.335 | 0.287 | 0.229
5369 | 0.43914 | 0.042818 | 0.10535 | 0.24189 | 0.18118 | 0.10798 | 0.055237 | 0.09181 | 0.085455 | 0.005839 | 0.13619 | 0.317 | 0.198 | 0.295 | 0.23625 | 0.186 | 0.147
5370 | 0.43913 | 0.049135 | 0.0842 | 0.24144 | 0.20099 | 0.1459 | 0.070899 | 0.11047 | 0.1066 | 0.019139 | 0.15089 | 0.207 | 0.108 | 0.18 | 0.1475 | 0.105 | 0.098
5371 | 0.436 | 0.050728 | 0.055526 | 0.2384 | 0.22367 | 0.2134 | 0.093056 | 0.14712 | 0.14898 | 0.069118 | 0.16628 | 0.094 | 0.037 | 0.078 | 0.065 | 0.038 | 0.05
5372 | 0.43646 | 0.053615 | 0.017708 | 0.23477 | 0.25013 | 0.29764 | 0.12261 | 0.19414 | 0.21826 | 0.19501 | 0.18623 | 0.013 | 0.001 | 0.011 | 0.0085 | 0.003 | 0.007
5373 | 0.4276 | 0.063696 | 0.000875 | 0.23565 | 0.27848 | 0.34445 | 0.1388 | 0.23053 | 0.27018 | 0.30145 | 0.20431 | 0 | 0 | 0 | 0 | 0 | 0
5374 | 0.38193 | 0.076492 | 0.009232 | 0.22773 | 0.29203 | 0.30677 | 0.13066 | 0.24526 | 0.2642 | 0.29751 | 0.20726 | 0 | 0 | 0 | 0 | 0 | 0
5375 | 0.36079 | 0.095857 | 0.073347 | 0.24808 | 0.31009 | 0.27133 | 0.12043 | 0.26243 | 0.25183 | 0.26103 | 0.21254 | 0 | 0 | 0 | 0 | 0 | 0
5376 | 0.38031 | 0.12028 | 0.08028 | 0.26261 | 0.32723 | 0.24824 | 0.11339 | 0.28263 | 0.24665 | 0.24112 | 0.2146 | 0 | 0 | 0 | 0 | 0 | 0
5377 | 0.40273 | 0.13868 | 0.061005 | 0.26715 | 0.33772 | 0.22944 | 0.11018 | 0.2917 | 0.24346 | 0.23697 | 0.21574 | 0 | 0 | 0 | 0 | 0 | 0
5378 | 0.41434 | 0.14735 | 0.093742 | 0.28449 | 0.34539 | 0.22326 | 0.108 | 0.29218 | 0.24402 | 0.23957 | 0.22107 | 0 | 0 | 0 | 0 | 0 | 0
5379 | 0.44783 | 0.1569 | 0.15665 | 0.32336 | 0.36558 | 0.22989 | 0.10903 | 0.29704 | 0.25138 | 0.2462 | 0.23241 | 0 | 0 | 0 | 0 | 0 | 0
5380 | 0.48131 | 0.17449 | 0.33337 | 0.40043 | 0.38661 | 0.24236 | 0.11333 | 0.27709 | 0.25518 | 0.25657 | 0.24471 | 0 | 0 | 0 | 0 | 0 | 0
5381 | 0.46553 | 0.19736 | 0.23838 | 0.3683 | 0.401 | 0.23131 | 0.11667 | 0.23571 | 0.24395 | 0.25968 | 0.24911 | 0 | 0 | 0 | 0 | 0 | 0
5382 | 0.4083 | 0.22189 | 0.14653 | 0.31594 | 0.39299 | 0.20039 | 0.11274 | 0.21037 | 0.22154 | 0.23483 | 0.24055 | 0.001 | 0.015 | 0 | 0.00125 | 0 | 0.004
5383 | 0.37287 | 0.23682 | 0.16911 | 0.29226 | 0.33481 | 0.14342 | 0.10691 | 0.17988 | 0.1627 | 0.13201 | 0.19548 | 0.045 | 0.093 | 0.026 | 0.04325 | 0.028 | 0.074
5384 | 0.38182 | 0.23847 | 0.17505 | 0.29165 | 0.31809 | 0.12237 | 0.12468 | 0.1416 | 0.13728 | 0.084306 | 0.20083 | 0.146 | 0.211 | 0.101 | 0.143 | 0.116 | 0.209
5385 | 0.39152 | 0.22872 | 0.16716 | 0.30034 | 0.34236 | 0.13922 | 0.12912 | 0.14855 | 0.15443 | 0.093802 | 0.23616 | 0.271 | 0.337 | 0.195 | 0.267 | 0.243 | 0.359
5386 | 0.36797 | 0.22805 | 0.20103 | 0.31573 | 0.3782 | 0.15787 | 0.12868 | 0.17484 | 0.17301 | 0.10127 | 0.25806 | 0.396 | 0.45 | 0.273 | 0.38125 | 0.367 | 0.489
5387 | 0.35255 | 0.23509 | 0.24913 | 0.33938 | 0.41646 | 0.17994 | 0.1283 | 0.17703 | 0.1864 | 0.10883 | 0.27981 | 0.497 | 0.532 | 0.319 | 0.4585 | 0.443 | 0.575
5388 | 0.35637 | 0.25058 | 0.32653 | 0.36984 | 0.42662 | 0.18986 | 0.12734 | 0.15835 | 0.18926 | 0.12226 | 0.28657 | 0.538 | 0.574 | 0.341 | 0.49 | 0.452 | 0.629
5389 | 0.35371 | 0.27662 | 0.41137 | 0.39395 | 0.41677 | 0.17606 | 0.12824 | 0.13211 | 0.18038 | 0.13398 | 0.27937 | 0.509 | 0.576 | 0.341 | 0.47075 | 0.394 | 0.639
5390 | 0.3284 | 0.298 | 0.44782 | 0.39484 | 0.40829 | 0.15292 | 0.13011 | 0.11268 | 0.16739 | 0.137 | 0.26695 | 0.422 | 0.548 | 0.32 | 0.42975 | 0.363 | 0.614
5391 | 0.30438 | 0.30484 | 0.53653 | 0.41596 | 0.40697 | 0.13232 | 0.13337 | 0.10039 | 0.15483 | 0.13048 | 0.25614 | 0.337 | 0.478 | 0.284 | 0.3715 | 0.322 | 0.543
5392 | 0.33027 | 0.31885 | 0.50625 | 0.41262 | 0.40134 | 0.12835 | 0.142 | 0.094582 | 0.14896 | 0.12162 | 0.25128 | 0.251 | 0.37 | 0.243 | 0.29325 | 0.257 | 0.422
5393 | 0.39946 | 0.36282 | 0.48148 | 0.42728 | 0.40091 | 0.13463 | 0.16461 | 0.098579 | 0.15053 | 0.10909 | 0.25982 | 0.15 | 0.254 | 0.188 | 0.2015 | 0.179 | 0.289
5394 | 0.45344 | 0.42019 | 0.461 | 0.44107 | 0.40877 | 0.1464 | 0.19086 | 0.11148 | 0.15229 | 0.082553 | 0.26872 | 0.076 | 0.144 | 0.121 | 0.11075 | 0.086 | 0.16
5395 | 0.45797 | 0.462 | 0.44197 | 0.4439 | 0.43177 | 0.16069 | 0.22277 | 0.11524 | 0.15652 | 0.062138 | 0.28802 | 0.024 | 0.049 | 0.057 | 0.04025 | 0.024 | 0.056
5396 | 0.43066 | 0.48509 | 0.39835 | 0.43156 | 0.46569 | 0.16556 | 0.27418 | 0.12252 | 0.17112 | 0.065032 | 0.33136 | 0.001 | 0.002 | 0.008 | 0.0035 | 0.001 | 0.004
5397 | 0.44159 | 0.50038 | 0.36263 | 0.43502 | 0.50085 | 0.14318 | 0.28806 | 0.13809 | 0.17744 | 0.078856 | 0.34961 | 0 | 0 | 0 | 0 | 0 | 0
5398 | 0.3964 | 0.50508 | 0.34027 | 0.41273 | 0.50151 | 0.11475 | 0.27435 | 0.15481 | 0.16892 | 0.076511 | 0.32961 | 0 | 0 | 0 | 0 | 0 | 0
5399 | 0.34369 | 0.50462 | 0.32381 | 0.3747 | 0.4566 | 0.10112 | 0.25915 | 0.18267 | 0.15775 | 0.057236 | 0.28996 | 0 | 0 | 0 | 0 | 0 | 0
5400 | 0.31076 | 0.50563 | 0.29839 | 0.33405 | 0.39301 | 0.12116 | 0.25058 | 0.20819 | 0.16214 | 0.06762 | 0.25159 | 0 | 0 | 0 | 0 | 0 | 0
5401 | 0.29483 | 0.51165 | 0.29971 | 0.3117 | 0.34056 | 0.15796 | 0.2471 | 0.20566 | 0.17873 | 0.12518 | 0.22611 | 0 | 0 | 0 | 0 | 0 | 0
5402 | 0.27092 | 0.51675 | 0.3375 | 0.29381 | 0.273 | 0.18014 | 0.24785 | 0.19201 | 0.18114 | 0.15304 | 0.19936 | 0 | 0 | 0 | 0 | 0 | 0
5403 | 0.24069 | 0.51563 | 0.36122 | 0.26832 | 0.20305 | 0.17346 | 0.25142 | 0.17694 | 0.16816 | 0.15038 | 0.17188 | 0 | 0 | 0 | 0 | 0 | 0
5404 | 0.19828 | 0.51192 | 0.37254 | 0.23933 | 0.14717 | 0.14995 | 0.25164 | 0.16426 | 0.15502 | 0.16484 | 0.14103 | 0 | 0 | 0 | 0 | 0 | 0
5405 | 0.15277 | 0.50402 | 0.3279 | 0.20204 | 0.12545 | 0.1487 | 0.2438 | 0.15789 | 0.14268 | 0.14235 | 0.1218 | 0 | 0 | 0 | 0 | 0 | 0
5406 | 0.15116 | 0.49683 | 0.25399 | 0.1772 | 0.12646 | 0.15558 | 0.2111 | 0.17006 | 0.12559 | 0.050555 | 0.12618 | 0 | 0.01 | 0 | 0.0005 | 0 | 0.002
5407 | 0.17372 | 0.48791 | 0.17605 | 0.15984 | 0.12976 | 0.12968 | 0.17547 | 0.16984 | 0.11884 | 0.062206 | 0.11363 | 0.016 | 0.074 | 0.027 | 0.0305 | 0.031 | 0.048
5408 | 0.14609 | 0.46933 | 0.19567 | 0.13704 | 0.069373 | 0.1182 | 0.18393 | 0.17799 | 0.11782 | 0.10363 | 0.071446 | 0.081 | 0.183 | 0.113 | 0.11 | 0.122 | 0.124
5409 | 0.14064 | 0.44949 | 0.34721 | 0.1791 | 0.049438 | 0.1484 | 0.17595 | 0.22202 | 0.14429 | 0.13561 | 0.071128 | 0.241 | 0.306 | 0.223 | 0.221 | 0.238 | 0.182
5410 | 0.14409 | 0.43184 | 0.63138 | 0.28953 | 0.093122 | 0.19312 | 0.16863 | 0.2483 | 0.17507 | 0.1681 | 0.090768 | 0.387 | 0.409 | 0.331 | 0.32725 | 0.306 | 0.285
5411 | 0.19217 | 0.42604 | 0.82867 | 0.3934 | 0.15937 | 0.20692 | 0.17359 | 0.26566 | 0.18642 | 0.14743 | 0.12569 | 0.444 | 0.468 | 0.415 | 0.39725 | 0.331 | 0.399
5412 | 0.21101 | 0.39304 | 0.90424 | 0.43989 | 0.20442 | 0.18313 | 0.18789 | 0.28496 | 0.18246 | 0.11097 | 0.15077 | 0.41 | 0.499 | 0.463 | 0.41325 | 0.332 | 0.448
5413 | 0.18721 | 0.34511 | 0.91902 | 0.43941 | 0.21202 | 0.14811 | 0.19028 | 0.30781 | 0.17524 | 0.093461 | 0.15159 | 0.359 | 0.492 | 0.47 | 0.41225 | 0.336 | 0.484
5414 | 0.13891 | 0.30227 | 0.90104 | 0.4095 | 0.18857 | 0.11561 | 0.17036 | 0.32918 | 0.166 | 0.081159 | 0.13804 | 0.39 | 0.444 | 0.446 | 0.39725 | 0.288 | 0.465
5415 | 0.08062 | 0.26475 | 0.86192 | 0.368 | 0.16147 | 0.093004 | 0.13892 | 0.34674 | 0.15581 | 0.069817 | 0.11367 | 0.431 | 0.374 | 0.391 | 0.38025 | 0.311 | 0.388
5416 | 0.053763 | 0.2237 | 0.83525 | 0.33936 | 0.12908 | 0.088814 | 0.11502 | 0.35442 | 0.15317 | 0.083923 | 0.085499 | 0.385 | 0.287 | 0.313 | 0.334 | 0.342 | 0.296
5417 | 0.055136 | 0.19953 | 0.82186 | 0.31857 | 0.078716 | 0.094419 | 0.10273 | 0.35079 | 0.15493 | 0.11586 | 0.058658 | 0.324 | 0.187 | 0.226 | 0.24975 | 0.259 | 0.19
5418 | 0.054209 | 0.1723 | 0.81082 | 0.30226 | 0.041753 | 0.088765 | 0.098655 | 0.33147 | 0.14593 | 0.12349 | 0.040008 | 0.213 | 0.097 | 0.138 | 0.14775 | 0.123 | 0.117
5419 | 0.045172 | 0.14116 | 0.77608 | 0.28544 | 0.035067 | 0.069314 | 0.11557 | 0.29546 | 0.12641 | 0.11207 | 0.028798 | 0.092 | 0.029 | 0.06 | 0.064 | 0.049 | 0.055
5420 | 0.036158 | 0.10828 | 0.71486 | 0.26294 | 0.037814 | 0.063231 | 0.1425 | 0.27153 | 0.12308 | 0.13843 | 0.019117 | 0.013 | 0 | 0.007 | 0.00775 | 0.005 | 0.006
5421 | 0.025443 | 0.090157 | 0.66562 | 0.24346 | 0.039302 | 0.072426 | 0.14276 | 0.27403 | 0.13744 | 0.19001 | 0.013298 | 0 | 0 | 0 | 0 | 0 | 0
5422 | 0.018743 | 0.087518 | 0.58716 | 0.21454 | 0.037712 | 0.089143 | 0.13594 | 0.27829 | 0.15494 | 0.23838 | 0.013939 | 0 | 0 | 0 | 0 | 0 | 0
5423 | 0.021327 | 0.088812 | 0.58026 | 0.21278 | 0.036759 | 0.1087 | 0.12743 | 0.27017 | 0.16643 | 0.26811 | 0.018733 | 0 | 0 | 0 | 0 | 0 | 0
5424 | 0.027771 | 0.095369 | 0.58578 | 0.21594 | 0.034272 | 0.1207 | 0.11454 | 0.2596 | 0.16326 | 0.24689 | 0.025849 | 0 | 0 | 0 | 0 | 0 | 0
5425 | 0.030466 | 0.10399 | 0.51494 | 0.19287 | 0.033202 | 0.11508 | 0.10162 | 0.24527 | 0.14812 | 0.20005 | 0.032073 | 0 | 0 | 0 | 0 | 0 | 0
5426 | 0.032061 | 0.10544 | 0.49607 | 0.18549 | 0.028355 | 0.1066 | 0.08897 | 0.24096 | 0.13677 | 0.16914 | 0.030369 | 0 | 0 | 0 | 0 | 0 | 0
5427 | 0.04182 | 0.096889 | 0.47564 | 0.1781 | 0.016844 | 0.10475 | 0.077658 | 0.24173 | 0.1295 | 0.14842 | 0.023102 | 0 | 0 | 0 | 0 | 0 | 0
5428 | 0.062578 | 0.084182 | 0.47271 | 0.1812 | 0.008304 | 0.1019 | 0.070163 | 0.23912 | 0.12097 | 0.12364 | 0.019208 | 0 | 0 | 0 | 0 | 0 | 0
5429 | 0.083124 | 0.071917 | 0.45661 | 0.18263 | 0.00817 | 0.095618 | 0.066845 | 0.24316 | 0.11726 | 0.11204 | 0.018203 | 0 | 0 | 0 | 0 | 0 | 0
5430 | 0.10178 | 0.058677 | 0.42737 | 0.17995 | 0.010706 | 0.08682 | 0.058271 | 0.23575 | 0.11154 | 0.10564 | 0.017942 | 0 | 0.007 | 0 | 0.00025 | 0 | 0.001
5431 | 0.1268 | 0.051673 | 0.36545 | 0.17059 | 0.019513 | 0.060908 | 0.042348 | 0.21619 | 0.096135 | 0.0923 | 0.015142 | 0.034 | 0.056 | 0.02 | 0.0335 | 0.035 | 0.045
5432 | 0.14351 | 0.049878 | 0.27261 | 0.14706 | 0.025048 | 0.040099 | 0.040459 | 0.20907 | 0.089885 | 0.10064 | 0.009734 | 0.101 | 0.139 | 0.092 | 0.109 | 0.115 | 0.128
5433 | 0.15644 | 0.052297 | 0.29839 | 0.16184 | 0.030671 | 0.040839 | 0.038783 | 0.23637 | 0.095778 | 0.096306 | 0.009599 | 0.195 | 0.238 | 0.193 | 0.21625 | 0.239 | 0.238
5434 | 0.18724 | 0.057037 | 0.26136 | 0.16608 | 0.04964 | 0.055302 | 0.037329 | 0.24123 | 0.099035 | 0.08395 | 0.015662 | 0.28 | 0.329 | 0.3 | 0.32275 | 0.366 | 0.345
5435 | 0.22163 | 0.058043 | 0.22212 | 0.17749 | 0.088723 | 0.080174 | 0.036685 | 0.24123 | 0.10763 | 0.08043 | 0.028701 | 0.307 | 0.4 | 0.393 | 0.38425 | 0.424 | 0.413
5436 | 0.23781 | 0.057282 | 0.1904 | 0.19138 | 0.14594 | 0.11215 | 0.034682 | 0.24198 | 0.12446 | 0.09348 | 0.050247 | 0.278 | 0.441 | 0.461 | 0.40525 | 0.443 | 0.439
5437 | 0.23769 | 0.055506 | 0.17108 | 0.20681 | 0.21168 | 0.15486 | 0.031731 | 0.24352 | 0.15027 | 0.11694 | 0.085764 | 0.238 | 0.44 | 0.494 | 0.37575 | 0.394 | 0.377
5438 | 0.22378 | 0.056939 | 0.16329 | 0.22055 | 0.27458 | 0.20375 | 0.029159 | 0.24187 | 0.18096 | 0.14688 | 0.13134 | 0.233 | 0.403 | 0.491 | 0.3405 | 0.309 | 0.329
5439 | 0.2015 | 0.064904 | 0.16233 | 0.22896 | 0.32305 | 0.24227 | 0.027116 | 0.23279 | 0.20427 | 0.16371 | 0.1783 | 0.221 | 0.339 | 0.455 | 0.29475 | 0.252 | 0.251
5440 | 0.18102 | 0.075824 | 0.17108 | 0.23568 | 0.35494 | 0.26086 | 0.025156 | 0.21643 | 0.21347 | 0.15913 | 0.21745 | 0.186 | 0.251 | 0.386 | 0.234 | 0.175 | 0.189
5441 | 0.16296 | 0.091052 | 0.1852 | 0.23488 | 0.35649 | 0.25826 | 0.025862 | 0.20206 | 0.21216 | 0.15657 | 0.23173 | 0.156 | 0.165 | 0.293 | 0.18575 | 0.159 | 0.135
5442 | 0.13502 | 0.10183 | 0.20103 | 0.22754 | 0.34657 | 0.22849 | 0.030034 | 0.18668 | 0.20009 | 0.1595 | 0.22569 | 0.112 | 0.089 | 0.183 | 0.1205 | 0.107 | 0.08
5443 | 0.10348 | 0.11496 | 0.20977 | 0.21131 | 0.32066 | 0.16864 | 0.036613 | 0.16577 | 0.17386 | 0.16096 | 0.20009 | 0.053 | 0.029 | 0.078 | 0.05325 | 0.054 | 0.028
5444 | 0.083338 | 0.11084 | 0.21422 | 0.19594 | 0.29026 | 0.13642 | 0.043934 | 0.17296 | 0.16268 | 0.16183 | 0.17952 | 0.007 | 0.001 | 0.012 | 0.00575 | 0.003 | 0.001
5445 | 0.067907 | 0.11203 | 0.26384 | 0.19894 | 0.26508 | 0.14484 | 0.048839 | 0.2013 | 0.18441 | 0.21688 | 0.17461 | 0 | 0 | 0 | 0 | 0 | 0
5446 | 0.054287 | 0.12031 | 0.28666 | 0.19832 | 0.25401 | 0.1417 | 0.050229 | 0.20148 | 0.18943 | 0.23544 | 0.1791 | 0 | 0 | 0 | 0 | 0 | 0
5447 | 0.042324 | 0.13262 | 0.28408 | 0.19451 | 0.25713 | 0.13694 | 0.051502 | 0.18212 | 0.18753 | 0.24423 | 0.18684 | 0 | 0 | 0 | 0 | 0 | 0
5448 | 0.03064 | 0.153 | 0.31435 | 0.20208 | 0.26127 | 0.13476 | 0.050487 | 0.15985 | 0.18555 | 0.25367 | 0.19393 | 0 | 0 | 0 | 0 | 0 | 0
5449 | 0.025424 | 0.18143 | 0.35981 | 0.21286 | 0.25336 | 0.13104 | 0.047824 | 0.14092 | 0.17933 | 0.24398 | 0.20136 | 0 | 0 | 0 | 0 | 0 | 0
5450 | 0.027591 | 0.21576 | 0.36687 | 0.21811 | 0.25988 | 0.12095 | 0.045596 | 0.12328 | 0.1715 | 0.22887 | 0.21287 | 0 | 0 | 0 | 0 | 0 | 0
5451 | 0.029427 | 0.25292 | 0.3375 | 0.209 | 0.26007 | 0.11224 | 0.044693 | 0.10798 | 0.16375 | 0.21602 | 0.21874 | 0 | 0 | 0 | 0 | 0 | 0
5452 | 0.030975 | 0.28523 | 0.29839 | 0.19525 | 0.25638 | 0.10775 | 0.045954 | 0.092964 | 0.15588 | 0.19971 | 0.22311 | 0 | 0 | 0 | 0 | 0 | 0
5453 | 0.033875 | 0.29179 | 0.25766 | 0.17827 | 0.24327 | 0.10493 | 0.047067 | 0.080582 | 0.15312 | 0.20267 | 0.22428 | 0 | 0 | 0 | 0 | 0 | 0
5454 | 0.034948 | 0.27889 | 0.21759 | 0.16084 | 0.22998 | 0.10461 | 0.046661 | 0.073603 | 0.14973 | 0.20124 | 0.21947 | 0 | 0.007 | 0 | 0 | 0 | 0
5455 | 0.035665 | 0.26206 | 0.18417 | 0.14473 | 0.21435 | 0.091912 | 0.039415 | 0.059645 | 0.14024 | 0.20054 | 0.20888 | 0.031 | 0.05 | 0.033 | 0.02525 | 0.01 | 0.027
5456 | 0.035146 | 0.2568 | 0.09165 | 0.10634 | 0.19223 | 0.077092 | 0.040699 | 0.047489 | 0.13861 | 0.24126 | 0.18858 | 0.107 | 0.117 | 0.141 | 0.09175 | 0.044 | 0.075
5457 | 0.032853 | 0.25915 | 0.067916 | 0.093286 | 0.17909 | 0.096839 | 0.049294 | 0.052625 | 0.16424 | 0.31936 | 0.18814 | 0.211 | 0.185 | 0.277 | 0.17925 | 0.107 | 0.122
5458 | 0.03305 | 0.26463 | 0.047285 | 0.08305 | 0.16882 | 0.11058 | 0.056014 | 0.052881 | 0.17772 | 0.35749 | 0.18991 | 0.332 | 0.239 | 0.403 | 0.2705 | 0.182 | 0.165
5459 | 0.038123 | 0.27051 | 0.02573 | 0.074644 | 0.16008 | 0.11762 | 0.059409 | 0.050523 | 0.17826 | 0.36118 | 0.18373 | 0.441 | 0.267 | 0.504 | 0.3525 | 0.258 | 0.207
5460 | 0.050266 | 0.27491 | 0.010104 | 0.074554 | 0.16329 | 0.12029 | 0.063103 | 0.0464 | 0.17589 | 0.35188 | 0.18499 | 0.54 | 0.285 | 0.554 | 0.41525 | 0.312 | 0.255
5461 | 0.062496 | 0.28957 | 0.004438 | 0.080395 | 0.17425 | 0.12326 | 0.068468 | 0.043656 | 0.17477 | 0.33842 | 0.19374 | 0.557 | 0.28 | 0.561 | 0.43175 | 0.32 | 0.289
5462 | 0.079961 | 0.31663 | 0.01173 | 0.093187 | 0.18787 | 0.12864 | 0.073984 | 0.043309 | 0.17371 | 0.31715 | 0.20572 | 0.511 | 0.258 | 0.533 | 0.40225 | 0.279 | 0.286
5463 | 0.09415 | 0.35319 | 0.038346 | 0.11069 | 0.19957 | 0.13447 | 0.078741 | 0.046649 | 0.1703 | 0.28351 | 0.21655 | 0.442 | 0.22 | 0.473 | 0.34725 | 0.217 | 0.257
5464 | 0.10669 | 0.39576 | 0.075206 | 0.12782 | 0.20157 | 0.14091 | 0.083764 | 0.054832 | 0.16498 | 0.24277 | 0.2214 | 0.33 | 0.169 | 0.387 | 0.266 | 0.145 | 0.202
5465 | 0.11107 | 0.42938 | 0.09165 | 0.13127 | 0.19108 | 0.14244 | 0.086573 | 0.06698 | 0.16084 | 0.22071 | 0.21321 | 0.232 | 0.117 | 0.278 | 0.18675 | 0.104 | 0.133
5466 | 0.1048 | 0.44891 | 0.11143 | 0.13307 | 0.18297 | 0.14099 | 0.089747 | 0.080079 | 0.15978 | 0.21863 | 0.19942 | 0.151 | 0.061 | 0.166 | 0.11775 | 0.083 | 0.071
5467 | 0.099615 | 0.46077 | 0.14653 | 0.14132 | 0.17781 | 0.14036 | 0.095755 | 0.091999 | 0.1488 | 0.17506 | 0.18778 | 0.067 | 0.019 | 0.067 | 0.0545 | 0.06 | 0.024
5468 | 0.10425 | 0.44323 | 0.22098 | 0.17349 | 0.19524 | 0.16126 | 0.10732 | 0.11815 | 0.15008 | 0.12344 | 0.19746 | 0.007 | 0 | 0.008 | 0.00525 | 0.005 | 0.001
5469 | 0.1139 | 0.41405 | 0.332 | 0.2183 | 0.20901 | 0.17269 | 0.11461 | 0.15339 | 0.16754 | 0.13618 | 0.20788 | 0 | 0 | 0 | 0 | 0 | 0
5470 | 0.11508 | 0.38679 | 0.39402 | 0.24353 | 0.22148 | 0.15506 | 0.11436 | 0.16235 | 0.17429 | 0.1679 | 0.21182 | 0 | 0 | 0 | 0 | 0 | 0
5471 | 0.1142 | 0.36922 | 0.40702 | 0.24704 | 0.2199 | 0.13273 | 0.11475 | 0.15827 | 0.16742 | 0.168 | 0.2107 | 0 | 0 | 0 | 0 | 0 | 0
5472 | 0.11728 | 0.35931 | 0.41863 | 0.26524 | 0.2598 | 0.11324 | 0.11581 | 0.1487 | 0.15596 | 0.13193 | 0.22997 | 0 | 0 | 0 | 0 | 0 | 0
5473 | 0.12226 | 0.37111 | 0.39835 | 0.27533 | 0.30538 | 0.095853 | 0.11808 | 0.13439 | 0.14861 | 0.1115 | 0.2527 | 0 | 0 | 0 | 0 | 0 | 0
5474 | 0.13108 | 0.36824 | 0.36404 | 0.27603 | 0.33296 | 0.079728 | 0.12085 | 0.12027 | 0.13807 | 0.096149 | 0.25614 | 0 | 0 | 0 | 0 | 0 | 0
5475 | 0.13771 | 0.34855 | 0.31569 | 0.2642 | 0.33919 | 0.069272 | 0.11825 | 0.1068 | 0.12752 | 0.089077 | 0.24492 | 0 | 0 | 0 | 0 | 0 | 0
5476 | 0.13657 | 0.31603 | 0.27387 | 0.25457 | 0.35328 | 0.067114 | 0.11617 | 0.093639 | 0.12341 | 0.091199 | 0.24168 | 0 | 0 | 0 | 0 | 0 | 0
5477 | 0.13456 | 0.27087 | 0.24075 | 0.24641 | 0.3639 | 0.071803 | 0.11278 | 0.08257 | 0.12158 | 0.099001 | 0.23296 | 0 | 0 | 0 | 0 | 0 | 0
5478 | 0.13841 | 0.23032 | 0.21985 | 0.24675 | 0.38199 | 0.084962 | 0.1053 | 0.07801 | 0.12704 | 0.1135 | 0.2317 | 0 | 0.004 | 0 | 0 | 0 | 0
5479 | 0.14854 | 0.19878 | 0.21422 | 0.25608 | 0.40549 | 0.090338 | 0.092913 | 0.068435 | 0.12925 | 0.12651 | 0.23173 | 0.03 | 0.041 | 0.03 | 0.0245 | 0.028 | 0.01
5480 | 0.16002 | 0.18313 | 0.12498 | 0.23624 | 0.42371 | 0.091987 | 0.093568 | 0.050473 | 0.13621 | 0.17032 | 0.23206 | 0.095 | 0.101 | 0.133 | 0.09325 | 0.112 | 0.033
5481 | 0.17541 | 0.17907 | 0.10238 | 0.23944 | 0.44055 | 0.13016 | 0.11319 | 0.065124 | 0.15548 | 0.18459 | 0.24205 | 0.173 | 0.165 | 0.27 | 0.1815 | 0.222 | 0.061
5482 | 0.19432 | 0.19614 | 0.10837 | 0.25082 | 0.44976 | 0.1451 | 0.13091 | 0.074949 | 0.16335 | 0.17345 | 0.25991 | 0.23 | 0.221 | 0.404 | 0.26325 | 0.326 | 0.093
5483 | 0.209 | 0.2369 | 0.10913 | 0.25779 | 0.45524 | 0.15204 | 0.14639 | 0.081752 | 0.16804 | 0.16997 | 0.26839 | 0.267 | 0.253 | 0.5 | 0.325 | 0.405 | 0.128
5484 | 0.21418 | 0.27099 | 0.095861 | 0.25543 | 0.45626 | 0.15867 | 0.16087 | 0.089019 | 0.17137 | 0.17033 | 0.26746 | 0.303 | 0.267 | 0.545 | 0.3625 | 0.429 | 0.173
5485 | 0.22042 | 0.28681 | 0.085529 | 0.25516 | 0.45955 | 0.16864 | 0.17384 | 0.096483 | 0.17319 | 0.16502 | 0.2626 | 0.321 | 0.258 | 0.547 | 0.36675 | 0.399 | 0.2
5486 | 0.22955 | 0.31139 | 0.074583 | 0.26049 | 0.47735 | 0.17636 | 0.17829 | 0.10285 | 0.17104 | 0.14603 | 0.25891 | 0.31 | 0.224 | 0.524 | 0.33475 | 0.313 | 0.192
5487 | 0.23017 | 0.35095 | 0.06557 | 0.2637 | 0.49537 | 0.17552 | 0.16829 | 0.10607 | 0.1636 | 0.12097 | 0.25182 | 0.257 | 0.181 | 0.472 | 0.282 | 0.246 | 0.153
5488 | 0.22245 | 0.41583 | 0.064414 | 0.26023 | 0.49383 | 0.16875 | 0.15095 | 0.10851 | 0.15397 | 0.10243 | 0.23619 | 0.183 | 0.134 | 0.392 | 0.21325 | 0.17 | 0.108
5489 | 0.21798 | 0.48397 | 0.072733 | 0.25363 | 0.47019 | 0.15439 | 0.13593 | 0.10913 | 0.13973 | 0.08352 | 0.21188 | 0.113 | 0.088 | 0.289 | 0.14325 | 0.106 | 0.065
5490 | 0.21766 | 0.54354 | 0.075206 | 0.24499 | 0.4421 | 0.12133 | 0.12742 | 0.10673 | 0.11809 | 0.060563 | 0.18375 | 0.056 | 0.045 | 0.177 | 0.0815 | 0.061 | 0.032
5491 | 0.22394 | 0.59267 | 0.09027 | 0.24608 | 0.42402 | 0.092042 | 0.1276 | 0.099229 | 0.10003 | 0.044167 | 0.1647 | 0.017 | 0.013 | 0.074 | 0.031 | 0.023 | 0.01
5492 | 0.25017 | 0.62954 | 0.11691 | 0.26385 | 0.42448 | 0.092316 | 0.13457 | 0.099819 | 0.10108 | 0.047483 | 0.1647 | 0 | 0 | 0.009 | 0.0025 | 0.001 | 0
5493 | 0.27371 | 0.64171 | 0.13166 | 0.27694 | 0.42545 | 0.10151 | 0.14124 | 0.10347 | 0.1082 | 0.060648 | 0.16718 | 0 | 0 | 0 | 0 | 0 | 0
5494 | 0.29434 | 0.6496 | 0.13508 | 0.28398 | 0.42252 | 0.10496 | 0.14562 | 0.09298 | 0.10911 | 0.072816 | 0.16568 | 0 | 0 | 0 | 0 | 0 | 0
5495 | 0.3126 | 0.65646 | 0.12997 | 0.28595 | 0.41529 | 0.11813 | 0.14723 | 0.078913 | 0.11335 | 0.089234 | 0.16711 | 0 | 0 | 0 | 0 | 0 | 0
5496 | 0.32564 | 0.68081 | 0.12829 | 0.28567 | 0.40306 | 0.13851 | 0.14759 | 0.06965 | 0.11881 | 0.10512 | 0.16196 | 0 | 0 | 0 | 0 | 0 | 0
5497 | 0.34966 | 0.67501 | 0.12172 | 0.28926 | 0.39641 | 0.16065 | 0.14509 | 0.066402 | 0.12551 | 0.11211 | 0.16287 | 0 | 0 | 0 | 0 | 0 | 0
5498 | 0.38966 | 0.64118 | 0.11454 | 0.29695 | 0.38663 | 0.1796 | 0.14424 | 0.065982 | 0.13465 | 0.12674 | 0.1663 | 0 | 0 | 0 | 0 | 0 | 0
5499 | 0.42965 | 0.61063 | 0.11066 | 0.30429 | 0.37256 | 0.18846 | 0.13688 | 0.0641 | 0.1407 | 0.13702 | 0.17324 | 0 | 0 | 0 | 0 | 0 | 0
5500 | 0.46356 | 0.57338 | 0.11454 | 0.31727 | 0.3737 | 0.19988 | 0.12758 | 0.060771 | 0.14619 | 0.1384 | 0.18571 | 0 | 0 | 0 | 0 | 0 | 0
5501 | 0.4786 | 0.54365 | 0.1185 | 0.3274 | 0.3851 | 0.18917 | 0.11926 | 0.054861 | 0.14079 | 0.12623 | 0.1929 | 0 | 0 | 0 | 0 | 0 | 0
5502 | 0.47065 | 0.50769 | 0.12253 | 0.32971 | 0.39595 | 0.17431 | 0.11207 | 0.047279 | 0.13082 | 0.10583 | 0.19586 | 0 | 0.004 | 0 | 0 | 0 | 0
5503 | 0.43706 | 0.49528 | 0.1193 | 0.32194 | 0.40945 | 0.14118 | 0.10512 | 0.038741 | 0.11343 | 0.078601 | 0.19519 | 0.023 | 0.049 | 0.026 | 0.02075 | 0.017 | 0.017
5504 | 0.39454 | 0.50107 | 0.056062 | 0.29149 | 0.42388 | 0.12777 | 0.10741 | 0.027978 | 0.11225 | 0.088571 | 0.20469 | 0.09 | 0.124 | 0.118 | 0.0955 | 0.109 | 0.065
5505 | 0.37597 | 0.46465 | 0.017708 | 0.2844 | 0.45953 | 0.15012 | 0.11432 | 0.03219 | 0.12675 | 0.084923 | 0.23978 | 0.185 | 0.205 | 0.254 | 0.20575 | 0.246 | 0.138
5506 | 0.36742 | 0.41142 | 0.005763 | 0.28692 | 0.48759 | 0.14942 | 0.12293 | 0.038354 | 0.13128 | 0.081336 | 0.25599 | 0.302 | 0.276 | 0.393 | 0.325 | 0.377 | 0.228
5507 | 0.37578 | 0.33945 | 0.002593 | 0.29056 | 0.4933 | 0.15382 | 0.12326 | 0.044261 | 0.13485 | 0.081274 | 0.26003 | 0.437 | 0.332 | 0.497 | 0.432 | 0.517 | 0.277
5508 | 0.39613 | 0.29108 | 0.007798 | 0.29384 | 0.47758 | 0.15946 | 0.11467 | 0.050559 | 0.13719 | 0.084005 | 0.25473 | 0.537 | 0.365 | 0.535 | 0.496 | 0.59 | 0.322
5509 | 0.40866 | 0.26074 | 0.022885 | 0.29464 | 0.45239 | 0.16396 | 0.10005 | 0.056731 | 0.1378 | 0.08831 | 0.2422 | 0.54 | 0.375 | 0.538 | 0.5035 | 0.588 | 0.348
5510 | 0.40644 | 0.2394 | 0.056062 | 0.2922 | 0.41411 | 0.16504 | 0.080995 | 0.061453 | 0.13555 | 0.090901 | 0.2248 | 0.549 | 0.358 | 0.523 | 0.515 | 0.616 | 0.372
5511 | 0.39478 | 0.2188 | 0.10238 | 0.29073 | 0.37504 | 0.16023 | 0.061603 | 0.064726 | 0.12896 | 0.084742 | 0.20613 | 0.479 | 0.32 | 0.474 | 0.481 | 0.604 | 0.367
5512 | 0.37745 | 0.20762 | 0.14563 | 0.2891 | 0.3442 | 0.15018 | 0.045749 | 0.066592 | 0.12071 | 0.077432 | 0.18862 | 0.386 | 0.255 | 0.403 | 0.4115 | 0.525 | 0.332
5513 | 0.35386 | 0.20141 | 0.17405 | 0.28229 | 0.31896 | 0.13704 | 0.036357 | 0.069279 | 0.11354 | 0.073865 | 0.17396 | 0.27 | 0.172 | 0.3 | 0.2965 | 0.378 | 0.238
5514 | 0.32877 | 0.19333 | 0.20867 | 0.28142 | 0.30683 | 0.11955 | 0.030482 | 0.071032 | 0.10551 | 0.071727 | 0.15975 | 0.157 | 0.089 | 0.182 | 0.165 | 0.189 | 0.132
5515 | 0.30949 | 0.17845 | 0.25766 | 0.28924 | 0.30056 | 0.088014 | 0.027796 | 0.07101 | 0.0908 | 0.064308 | 0.13987 | 0.081 | 0.026 | 0.077 | 0.06975 | 0.064 | 0.057
5516 | 0.31517 | 0.172 | 0.32926 | 0.31345 | 0.29592 | 0.079883 | 0.033608 | 0.083735 | 0.088772 | 0.059665 | 0.1318 | 0.01 | 0 | 0.009 | 0.00675 | 0.004 | 0.004
5517 | 0.32003 | 0.16717 | 0.41573 | 0.3457 | 0.30136 | 0.086923 | 0.042406 | 0.10292 | 0.095628 | 0.052323 | 0.14035 | 0 | 0 | 0 | 0 | 0 | 0
5518 | 0.32755 | 0.1584 | 0.42883 | 0.35347 | 0.30404 | 0.096912 | 0.047549 | 0.10951 | 0.097583 | 0.035592 | 0.14832 | 0 | 0 | 0 | 0 | 0 | 0
5519 | 0.33271 | 0.14546 | 0.35419 | 0.33165 | 0.30803 | 0.11508 | 0.048246 | 0.10585 | 0.099877 | 0.024155 | 0.15442 | 0 | 0 | 0 | 0 | 0 | 0
5520 | 0.33306 | 0.13056 | 0.25156 | 0.29546 | 0.30178 | 0.13049 | 0.047824 | 0.10021 | 0.10071 | 0.017355 | 0.15478 | 0 | 0 | 0 | 0 | 0 | 0
5521 | 0.3223 | 0.12033 | 0.17605 | 0.26189 | 0.28732 | 0.13708 | 0.046614 | 0.0978 | 0.098623 | 0.010924 | 0.14869 | 0 | 0 | 0 | 0 | 0 | 0
5522 | 0.29626 | 0.11393 | 0.11066 | 0.22368 | 0.26412 | 0.13926 | 0.04521 | 0.098764 | 0.096013 | 0.005202 | 0.14083 | 0 | 0 | 0 | 0 | 0 | 0
5523 | 0.26181 | 0.10838 | 0.071513 | 0.19146 | 0.24105 | 0.14173 | 0.042964 | 0.10034 | 0.096004 | 0.003607 | 0.13833 | 0 | 0 | 0 | 0 | 0 | 0
5524 | 0.23399 | 0.10456 | 0.053405 | 0.16912 | 0.21996 | 0.14552 | 0.045595 | 0.10169 | 0.096221 | 0.00292 | 0.13475 | 0 | 0 | 0 | 0 | 0 | 0
5525 | 0.2063 | 0.097683 | 0.052359 | 0.15264 | 0.19926 | 0.1527 | 0.042676 | 0.10093 | 0.095702 | 0.001691 | 0.1275 | 0 | 0 | 0 | 0 | 0 | 0
5526 | 0.18526 | 0.086745 | 0.072121 | 0.14511 | 0.17795 | 0.16732 | 0.036921 | 0.10099 | 0.097644 | 0.000991 | 0.12128 | 0 | 0.007 | 0 | 0.00025 | 0 | 0.001
5527 | 0.17966 | 0.080596 | 0.08028 | 0.1396 | 0.15886 | 0.14561 | 0.022388 | 0.088657 | 0.083989 | 0.000344 | 0.10135 | 0.036 | 0.068 | 0.035 | 0.0315 | 0.005 | 0.05
5528 | 0.18549 | 0.082392 | 0.077721 | 0.13606 | 0.14497 | 0.082372 | 0.017417 | 0.05044 | 0.052375 | 4.7e-05 | 0.07664 | 0.143 | 0.174 | 0.153 | 0.13975 | 0.095 | 0.168
5529 | 0.18171 | 0.081512 | 0.11221 | 0.14825 | 0.15082 | 0.08012 | 0.025008 | 0.04926 | 0.052825 | 0.002771 | 0.079148 | 0.289 | 0.286 | 0.295 | 0.28575 | 0.258 | 0.301
5530 | 0.16826 | 0.078777 | 0.13336 | 0.14941 | 0.14661 | 0.08824 | 0.028151 | 0.05834 | 0.059534 | 0.010846 | 0.080712 | 0.43 | 0.376 | 0.418 | 0.4255 | 0.422 | 0.432
5531 | 0.1487 | 0.074726 | 0.12172 | 0.13578 | 0.13692 | 0.079784 | 0.029238 | 0.060887 | 0.055789 | 0.009866 | 0.072621 | 0.532 | 0.432 | 0.51 | 0.5355 | 0.554 | 0.546
5532 | 0.13128 | 0.067623 | 0.11454 | 0.1229 | 0.12287 | 0.06723 | 0.028221 | 0.060819 | 0.048165 | 0.005448 | 0.059165 | 0.592 | 0.463 | 0.571 | 0.60425 | 0.649 | 0.605
5533 | 0.11502 | 0.059441 | 0.14474 | 0.12101 | 0.10328 | 0.056095 | 0.02471 | 0.061943 | 0.042012 | 0.003952 | 0.046056 | 0.618 | 0.462 | 0.59 | 0.627 | 0.7 | 0.6
5534 | 0.10088 | 0.052769 | 0.21871 | 0.13447 | 0.083812 | 0.047137 | 0.019539 | 0.065847 | 0.038293 | 0.004583 | 0.035603 | 0.61 | 0.437 | 0.571 | 0.609 | 0.71 | 0.545
5535 | 0.087573 | 0.047267 | 0.30103 | 0.15194 | 0.067212 | 0.038459 | 0.014674 | 0.071166 | 0.035731 | 0.00524 | 0.028059 | 0.557 | 0.381 | 0.523 | 0.55225 | 0.678 | 0.451
5536 | 0.07584 | 0.045037 | 0.36404 | 0.16432 | 0.053074 | 0.028635 | 0.011419 | 0.075105 | 0.032711 | 0.005025 | 0.022077 | 0.446 | 0.299 | 0.443 | 0.46025 | 0.603 | 0.349
5537 | 0.057155 | 0.045352 | 0.37112 | 0.15657 | 0.041428 | 0.02105 | 0.009504 | 0.076006 | 0.030047 | 0.005164 | 0.017969 | 0.345 | 0.202 | 0.332 | 0.3535 | 0.471 | 0.266
5538 | 0.0407 | 0.04584 | 0.33888 | 0.13678 | 0.030744 | 0.014671 | 0.009466 | 0.073532 | 0.027293 | 0.006475 | 0.014495 | 0.224 | 0.109 | 0.204 | 0.22025 | 0.291 | 0.162
5539 | 0.031171 | 0.047041 | 0.30235 | 0.11847 | 0.021902 | 0.010643 | 0.013443 | 0.068905 | 0.025286 | 0.009813 | 0.011784 | 0.098 | 0.032 | 0.083 | 0.0905 | 0.117 | 0.064
5540 | 0.027375 | 0.049408 | 0.27135 | 0.10564 | 0.018202 | 0.011775 | 0.020464 | 0.072354 | 0.029291 | 0.020965 | 0.012068 | 0.01 | 0 | 0.008 | 0.00725 | 0.007 | 0.004
5541 | 0.032817 | 0.051163 | 0.26136 | 0.10687 | 0.026441 | 0.029806 | 0.022455 | 0.090293 | 0.044245 | 0.037749 | 0.019131 | 0 | 0 | 0 | 0 | 0 | 0
5542 | 0.049802 | 0.054588 | 0.23368 | 0.10969 | 0.045583 | 0.074722 | 0.021249 | 0.1115 | 0.070234 | 0.060166 | 0.034546 | 0 | 0 | 0 | 0 | 0 | 0
5543 | 0.073075 | 0.056857 | 0.21088 | 0.11763 | 0.068936 | 0.13852 | 0.020063 | 0.12823 | 0.1027 | 0.090118 | 0.053922 | 0 | 0 | 0 | 0 | 0 | 0
5544 | 0.10385 | 0.052551 | 0.21759 | 0.13737 | 0.090668 | 0.20612 | 0.01929 | 0.13463 | 0.13358 | 0.11882 | 0.07477 | 0 | 0 | 0 | 0 | 0 | 0
5545 | 0.14161 | 0.044319 | 0.24075 | 0.16588 | 0.11528 | 0.26417 | 0.019393 | 0.13215 | 0.15961 | 0.14555 | 0.096565 | 0 | 0 | 0 | 0 | 0 | 0
5546 | 0.16975 | 0.035307 | 0.2626 | 0.19119 | 0.14123 | 0.29999 | 0.020282 | 0.12459 | 0.17425 | 0.15597 | 0.11645 | 0 | 0 | 0 | 0 | 0 | 0
5547 | 0.19043 | 0.029134 | 0.26384 | 0.20599 | 0.1637 | 0.30941 | 0.021276 | 0.11574 | 0.17503 | 0.14555 | 0.12943 | 0 | 0 | 0 | 0 | 0 | 0
5548 | 0.18734 | 0.026627 | 0.26509 | 0.21087 | 0.18019 | 0.29898 | 0.022222 | 0.10799 | 0.16555 | 0.12368 | 0.13156 | 0 | 0 | 0 | 0 | 0 | 0
5549 | 0.15512 | 0.025877 | 0.26758 | 0.19927 | 0.17511 | 0.27205 | 0.022485 | 0.10031 | 0.14884 | 0.10162 | 0.1214 | 0 | 0 | 0 | 0 | 0 | 0
5550 | 0.12153 | 0.025511 | 0.26136 | 0.18055 | 0.15876 | 0.24851 | 0.02093 | 0.094381 | 0.13291 | 0.08271 | 0.10603 | 0 | 0.007 | 0 | 0.00025 | 0 | 0.001
5551 | 0.08943 | 0.025263 | 0.2626 | 0.16465 | 0.14194 | 0.19172 | 0.012168 | 0.087028 | 0.10748 | 0.065352 | 0.085803 | 0.03 | 0.069 | 0.032 | 0.03175 | 0 | 0.065
5552 | 0.073461 | 0.025034 | 0.19567 | 0.12622 | 0.10952 | 0.09204 | 0.006565 | 0.061138 | 0.057355 | 0.027024 | 0.049218 | 0.122 | 0.174 | 0.137 | 0.13875 | 0.091 | 0.205
5553 | 0.075439 | 0.024959 | 0.18623 | 0.11719 | 0.089888 | 0.054587 | 0.014543 | 0.057785 | 0.039624 | 0.012841 | 0.033283 | 0.241 | 0.293 | 0.272 | 0.28375 | 0.259 | 0.363
5554 | 0.087126 | 0.026793 | 0.17305 | 0.12276 | 0.10809 | 0.052785 | 0.023812 | 0.065115 | 0.043462 | 0.004622 | 0.051324 | 0.345 | 0.403 | 0.394 | 0.41275 | 0.42 | 0.492
5555 | 0.11093 | 0.029377 | 0.16138 | 0.13862 | 0.14355 | 0.055031 | 0.025613 | 0.067861 | 0.048024 | 0.00102 | 0.068186 | 0.431 | 0.483 | 0.491 | 0.51275 | 0.55 | 0.579
5556 | 0.13648 | 0.03104 | 0.15572 | 0.14992 | 0.15757 | 0.062491 | 0.022561 | 0.065196 | 0.049717 | 0.00039 | 0.07079 | 0.499 | 0.52 | 0.55 | 0.57825 | 0.64 | 0.624
5557 | 0.14655 | 0.030973 | 0.15385 | 0.14679 | 0.13996 | 0.068748 | 0.01781 | 0.06257 | 0.049293 | 0.000181 | 0.065675 | 0.533 | 0.509 | 0.577 | 0.60825 | 0.689 | 0.634
5558 | 0.14789 | 0.030441 | 0.14744 | 0.13509 | 0.10996 | 0.070324 | 0.013083 | 0.060489 | 0.047013 | 0.000109 | 0.057132 | 0.553 | 0.465 | 0.57 | 0.60675 | 0.697 | 0.607
5559 | 0.14034 | 0.032065 | 0.13251 | 0.11919 | 0.084702 | 0.065502 | 0.00939 | 0.057686 | 0.04295 | 8.4e-05 | 0.048526 | 0.542 | 0.402 | 0.526 | 0.564 | 0.64 | 0.548
5560 | 0.11266 | 0.037945 | 0.11691 | 0.099557 | 0.069101 | 0.056156 | 0.007299 | 0.053118 | 0.037538 | 3.8e-05 | 0.04084 | 0.468 | 0.317 | 0.45 | 0.479 | 0.548 | 0.45
5561 | 0.086691 | 0.049915 | 0.096574 | 0.081531 | 0.061327 | 0.044762 | 0.00693 | 0.048094 | 0.031661 | 2.5e-05 | 0.033764 | 0.351 | 0.217 | 0.342 | 0.3535 | 0.405 | 0.316
5562 | 0.07098 | 0.063238 | 0.077088 | 0.066749 | 0.05218 | 0.035282 | 0.008246 | 0.043458 | 0.026956 | 0.000147 | 0.028936 | 0.216 | 0.118 | 0.215 | 0.213 | 0.244 | 0.177
5563 | 0.063255 | 0.073821 | 0.061566 | 0.054198 | 0.037773 | 0.03104 | 0.014296 | 0.039811 | 0.024986 | 0.003013 | 0.026079 | 0.086 | 0.037 | 0.089 | 0.08075 | 0.089 | 0.059
5564 | 0.059602 | 0.08484 | 0.06557 | 0.049767 | 0.024129 | 0.034267 | 0.02784 | 0.047283 | 0.030975 | 0.013559 | 0.028793 | 0.007 | 0 | 0.01 | 0.00575 | 0.004 | 0.002
5565 | 0.061393 | 0.09301 | 0.067325 | 0.050279 | 0.022119 | 0.033319 | 0.041232 | 0.058351 | 0.038836 | 0.027572 | 0.036102 | 0 | 0 | 0 | 0 | 0 | 0
5566 | 0.066732 | 0.10121 | 0.056062 | 0.052321 | 0.03417 | 0.030945 | 0.04937 | 0.067392 | 0.044331 | 0.033534 | 0.045453 | 0 | 0 | 0 | 0 | 0 | 0
5567 | 0.074887 | 0.11276 | 0.05081 | 0.058793 | 0.050681 | 0.032761 | 0.054082 | 0.076942 | 0.048047 | 0.026823 | 0.055661 | 0 | 0 | 0 | 0 | 0 | 0
5568 | 0.080637 | 0.12066 | 0.04878 | 0.064724 | 0.064754 | 0.036089 | 0.056083 | 0.08502 | 0.049868 | 0.015808 | 0.062553 | 0 | 0 | 0 | 0 | 0 | 0
5569 | 0.085113 | 0.12002 | 0.041533 | 0.067777 | 0.076684 | 0.038743 | 0.054652 | 0.09175 | 0.050787 | 0.008438 | 0.064218 | 0 | 0 | 0 | 0 | 0 | 0
5570 | 0.091183 | 0.11431 | 0.030718 | 0.068267 | 0.082901 | 0.041753 | 0.049685 | 0.097129 | 0.051464 | 0.00561 | 0.061363 | 0 | 0 | 0 | 0 | 0 | 0
5571 | 0.095094 | 0.10368 | 0.031524 | 0.069909 | 0.08311 | 0.043745 | 0.043142 | 0.10072 | 0.051326 | 0.005344 | 0.055496 | 0 | 0 | 0 | 0 | 0 | 0
5572 | 0.098805 | 0.095705 | 0.051324 | 0.077524 | 0.082442 | 0.045398 | 0.037653 | 0.10566 | 0.052004 | 0.006399 | 0.050558 | 0 | 0 | 0 | 0 | 0 | 0
5573 | 0.097288 | 0.090682 | 0.067325 | 0.081481 | 0.07983 | 0.046968 | 0.033659 | 0.11069 | 0.05358 | 0.011274 | 0.045394 | 0 | 0 | 0 | 0 | 0 | 0
5574 | 0.098129 | 0.09026 | 0.062698 | 0.079149 | 0.076621 | 0.056112 | 0.032184 | 0.11516 | 0.059474 | 0.023891 | 0.042734 | 0 | 0.009 | 0 | 0.00025 | 0 | 0.001
5575 | 0.10437 | 0.093763 | 0.053405 | 0.078189 | 0.076789 | 0.066812 | 0.022036 | 0.10698 | 0.064409 | 0.040932 | 0.042909 | 0.029 | 0.096 | 0.038 | 0.03175 | 0 | 0.06
5576 | 0.10506 | 0.097485 | 0.03112 | 0.068668 | 0.069819 | 0.043775 | 0.009267 | 0.05784 | 0.04098 | 0.029495 | 0.03281 | 0.12 | 0.233 | 0.161 | 0.13925 | 0.091 | 0.185
5577 | 0.10532 | 0.10182 | 0.011973 | 0.061339 | 0.066729 | 0.03439 | 0.01311 | 0.040078 | 0.032179 | 0.022695 | 0.031552 | 0.25 | 0.376 | 0.308 | 0.28325 | 0.249 | 0.326
5578 | 0.10473 | 0.11117 | 0.019888 | 0.069387 | 0.083539 | 0.040515 | 0.026546 | 0.043704 | 0.038341 | 0.021831 | 0.047315 | 0.385 | 0.497 | 0.447 | 0.42075 | 0.405 | 0.446
5579 | 0.10703 | 0.12274 | 0.040152 | 0.080011 | 0.092854 | 0.036749 | 0.031521 | 0.04157 | 0.038803 | 0.020109 | 0.056783 | 0.496 | 0.585 | 0.554 | 0.5285 | 0.536 | 0.528
5580 | 0.10784 | 0.12794 | 0.060445 | 0.086523 | 0.091285 | 0.030644 | 0.029079 | 0.03972 | 0.035937 | 0.015881 | 0.057505 | 0.586 | 0.634 | 0.624 | 0.6015 | 0.628 | 0.568
5581 | 0.10084 | 0.12138 | 0.079636 | 0.086941 | 0.080344 | 0.025186 | 0.022826 | 0.037912 | 0.03161 | 0.010262 | 0.05308 | 0.638 | 0.642 | 0.654 | 0.636 | 0.678 | 0.574
5582 | 0.094534 | 0.10535 | 0.092345 | 0.084228 | 0.065806 | 0.021297 | 0.016011 | 0.03534 | 0.02711 | 0.00578 | 0.046024 | 0.634 | 0.609 | 0.642 | 0.627 | 0.686 | 0.546
5583 | 0.089079 | 0.084315 | 0.095152 | 0.078694 | 0.05185 | 0.018813 | 0.011233 | 0.032133 | 0.023093 | 0.003757 | 0.03767 | 0.592 | 0.541 | 0.592 | 0.581 | 0.653 | 0.487
5584 | 0.085101 | 0.068056 | 0.086869 | 0.071598 | 0.042825 | 0.016966 | 0.009608 | 0.028709 | 0.020233 | 0.003937 | 0.03132 | 0.512 | 0.437 | 0.505 | 0.4965 | 0.58 | 0.389
5585 | 0.087187 | 0.060753 | 0.069104 | 0.065858 | 0.041283 | 0.016211 | 0.01094 | 0.026667 | 0.019509 | 0.005715 | 0.029442 | 0.39 | 0.305 | 0.384 | 0.376 | 0.45 | 0.28
5586 | 0.093364 | 0.061435 | 0.041999 | 0.05927 | 0.042446 | 0.015076 | 0.015853 | 0.026474 | 0.020304 | 0.009473 | 0.030195 | 0.247 | 0.165 | 0.241 | 0.2325 | 0.279 | 0.163
5587 | 0.11572 | 0.071859 | 0.017109 | 0.060453 | 0.048528 | 0.016195 | 0.028549 | 0.034352 | 0.027601 | 0.024105 | 0.035753 | 0.11 | 0.048 | 0.102 | 0.0955 | 0.112 | 0.058
5588 | 0.16209 | 0.090052 | 0.003392 | 0.081147 | 0.077965 | 0.027682 | 0.052256 | 0.062203 | 0.054605 | 0.072647 | 0.055888 | 0.009 | 0 | 0.012 | 0.007 | 0.005 | 0.002
5589 | 0.21967 | 0.11067 | 0.019888 | 0.12656 | 0.14012 | 0.061451 | 0.074676 | 0.10351 | 0.10327 | 0.15699 | 0.091108 | 0 | 0 | 0 | 0 | 0 | 0
5590 | 0.25321 | 0.12769 | 0.066153 | 0.17885 | 0.2172 | 0.11743 | 0.089604 | 0.14427 | 0.15869 | 0.24181 | 0.13124 | 0 | 0 | 0 | 0 | 0 | 0
5591 | 0.26635 | 0.14151 | 0.14384 | 0.22838 | 0.27496 | 0.17766 | 0.098193 | 0.17813 | 0.20076 | 0.28247 | 0.16477 | 0 | 0 | 0 | 0 | 0 | 0
5592 | 0.26748 | 0.15154 | 0.23368 | 0.26491 | 0.29358 | 0.23097 | 0.10019 | 0.2021 | 0.22374 | 0.27714 | 0.18474 | 0 | 0 | 0 | 0 | 0 | 0
5593 | 0.26062 | 0.1531 | 0.32653 | 0.28914 | 0.28026 | 0.26856 | 0.096345 | 0.21818 | 0.22944 | 0.2452 | 0.18581 | 0 | 0 | 0 | 0 | 0 | 0
5594 | 0.23694 | 0.1436 | 0.41718 | 0.303 | 0.25488 | 0.2961 | 0.089808 | 0.2245 | 0.22501 | 0.20445 | 0.17499 | 0 | 0 | 0 | 0 | 0 | 0
5595 | 0.19919 | 0.12968 | 0.461 | 0.29672 | 0.22997 | 0.31044 | 0.082822 | 0.22359 | 0.2156 | 0.16831 | 0.16008 | 0 | 0 | 0 | 0 | 0 | 0
5596 | 0.16135 | 0.118 | 0.45954 | 0.27594 | 0.20694 | 0.30616 | 0.075979 | 0.22278 | 0.20405 | 0.14017 | 0.1471 | 0 | 0 | 0 | 0 | 0 | 0
5597 | 0.12935 | 0.11242 | 0.44636 | 0.25407 | 0.18649 | 0.292 | 0.06825 | 0.21656 | 0.19082 | 0.11811 | 0.1366 | 0 | 0 | 0 | 0 | 0 | 0
5598 | 0.10407 | 0.11397 | 0.461 | 0.24562 | 0.17179 | 0.27247 | 0.062001 | 0.20854 | 0.1785 | 0.105 | 0.12798 | 0 | 0.008 | 0 | 0 | 0 | 0
5599 | 0.088292 | 0.11902 | 0.47564 | 0.2404 | 0.15726 | 0.2207 | 0.042033 | 0.19087 | 0.15465 | 0.097118 | 0.10993 | 0.033 | 0.09 | 0.037 | 0.03125 | 0 | 0.055
5600 | 0.071546 | 0.12358 | 0.30633 | 0.16592 | 0.1199 | 0.11048 | 0.015753 | 0.11469 | 0.086738 | 0.053163 | 0.068614 | 0.14 | 0.231 | 0.157 | 0.145 | 0.088 | 0.195
5601 | 0.064584 | 0.12929 | 0.17705 | 0.11281 | 0.096792 | 0.05431 | 0.017954 | 0.082933 | 0.058246 | 0.046827 | 0.048913 | 0.288 | 0.378 | 0.3 | 0.298 | 0.251 | 0.353
5602 | 0.07623 | 0.13543 | 0.18727 | 0.12245 | 0.10386 | 0.061499 | 0.037598 | 0.10384 | 0.076084 | 0.080799 | 0.058202 | 0.426 | 0.499 | 0.425 | 0.4345 | 0.408 | 0.479
5603 | 0.1012 | 0.14613 | 0.1258 | 0.12155 | 0.13764 | 0.079619 | 0.051113 | 0.12554 | 0.097169 | 0.091056 | 0.092457 | 0.532 | 0.587 | 0.514 | 0.53425 | 0.537 | 0.554
5604 | 0.13713 | 0.1577 | 0.18008 | 0.16767 | 0.18579 | 0.087802 | 0.057836 | 0.13689 | 0.11225 | 0.095621 | 0.1287 | 0.601 | 0.635 | 0.563 | 0.5925 | 0.626 | 0.58
5605 | 0.174 | 0.17799 | 0.35279 | 0.24755 | 0.21586 | 0.091409 | 0.059186 | 0.14035 | 0.11787 | 0.09524 | 0.14449 | 0.633 | 0.643 | 0.571 | 0.6115 | 0.674 | 0.568
5606 | 0.19857 | 0.19566 | 0.46247 | 0.29223 | 0.21564 | 0.090793 | 0.058377 | 0.13872 | 0.11566 | 0.093361 | 0.13978 | 0.63 | 0.612 | 0.544 | 0.59925 | 0.69 | 0.533
5607 | 0.21067 | 0.20377 | 0.50334 | 0.30557 | 0.20271 | 0.090361 | 0.059679 | 0.13301 | 0.11256 | 0.09651 | 0.13038 | 0.591 | 0.543 | 0.483 | 0.551 | 0.658 | 0.472
5608 | 0.21015 | 0.20618 | 0.42446 | 0.27789 | 0.19905 | 0.093892 | 0.067054 | 0.12718 | 0.11369 | 0.10794 | 0.12573 | 0.52 | 0.439 | 0.391 | 0.47075 | 0.586 | 0.386
5609 | 0.20696 | 0.21984 | 0.14926 | 0.18872 | 0.20995 | 0.10325 | 0.080195 | 0.12715 | 0.12258 | 0.12997 | 0.12995 | 0.408 | 0.306 | 0.281 | 0.358 | 0.472 | 0.271
5610 | 0.20354 | 0.25703 | 0.008399 | 0.14858 | 0.23381 | 0.11872 | 0.095675 | 0.13554 | 0.13943 | 0.16074 | 0.14272 | 0.264 | 0.165 | 0.164 | 0.22325 | 0.315 | 0.15
5611 | 0.21424 | 0.32004 | 0.03112 | 0.17486 | 0.27921 | 0.14929 | 0.13542 | 0.16414 | 0.17193 | 0.19256 | 0.18174 | 0.114 | 0.048 | 0.06 | 0.08925 | 0.132 | 0.051
5612 | 0.26857 | 0.38391 | 0.08028 | 0.23271 | 0.34929 | 0.24483 | 0.20143 | 0.23074 | 0.25488 | 0.28531 | 0.25864 | 0.008 | 0 | 0.004 | 0.00475 | 0.005 | 0.002
5613 | 0.37294 | 0.42711 | 0.26384 | 0.34989 | 0.41288 | 0.36479 | 0.24029 | 0.29515 | 0.34403 | 0.38277 | 0.33342 | 0 | 0 | 0 | 0 | 0 | 0
5614 | 0.47169 | 0.43715 | 0.40992 | 0.44213 | 0.44478 | 0.432 | 0.24877 | 0.32966 | 0.39425 | 0.45435 | 0.36099 | 0 | 0 | 0 | 0 | 0 | 0
5615 | 0.47946 | 0.42424 | 0.36545 | 0.43493 | 0.45987 | 0.44819 | 0.24405 | 0.34309 | 0.41304 | 0.49662 | 0.36425 | 0 | 0 | 0 | 0 | 0 | 0
5616 | 0.44032 | 0.39242 | 0.25766 | 0.38775 | 0.46526 | 0.43775 | 0.23259 | 0.34358 | 0.41362 | 0.51553 | 0.35761 | 0 | 0 | 0 | 0 | 0 | 0
5617 | 0.42026 | 0.3661 | 0.38253 | 0.42239 | 0.46439 | 0.42588 | 0.21797 | 0.34459 | 0.40978 | 0.5229 | 0.34573 | 0 | 0 | 0 | 0 | 0 | 0
5618 | 0.41142 | 0.3444 | 0.52216 | 0.46202 | 0.45248 | 0.41587 | 0.20407 | 0.34431 | 0.40281 | 0.51572 | 0.33533 | 0 | 0 | 0 | 0 | 0 | 0
5619 | 0.42744 | 0.3337 | 0.72255 | 0.53133 | 0.44401 | 0.413 | 0.19441 | 0.3499 | 0.3981 | 0.50029 | 0.3292 | 0 | 0 | 0 | 0 | 0 | 0
5620 | 0.43587 | 0.33473 | 0.72037 | 0.53997 | 0.46368 | 0.42199 | 0.19264 | 0.35926 | 0.40304 | 0.49448 | 0.33641 | 0 | 0 | 0 | 0 | 0 | 0
5621 | 0.43889 | 0.33677 | 0.4654 | 0.45907 | 0.47293 | 0.42027 | 0.19292 | 0.35024 | 0.40303 | 0.50465 | 0.33696 | 0 | 0 | 0 | 0 | 0 | 0
5622 | 0.44935 | 0.3417 | 0.29971 | 0.41145 | 0.48528 | 0.42268 | 0.19031 | 0.31805 | 0.40253 | 0.53068 | 0.33872 | 0 | 0.007 | 0 | 0.00025 | 0 | 0.001
5623 | 0.46441 | 0.35174 | 0.39835 | 0.4566 | 0.50704 | 0.38079 | 0.13218 | 0.27421 | 0.37041 | 0.50342 | 0.3232 | 0.033 | 0.093 | 0.016 | 0.0315 | 0.005 | 0.072
5624 | 0.45349 | 0.3741 | 0.3486 | 0.446 | 0.53591 | 0.29176 | 0.10114 | 0.21548 | 0.29897 | 0.3929 | 0.29574 | 0.142 | 0.228 | 0.078 | 0.13425 | 0.098 | 0.219
5625 | 0.45393 | 0.4058 | 0.31569 | 0.43145 | 0.52473 | 0.30439 | 0.15289 | 0.22557 | 0.34279 | 0.52999 | 0.31121 | 0.289 | 0.372 | 0.158 | 0.2695 | 0.255 | 0.376
5626 | 0.48215 | 0.44536 | 0.28537 | 0.44249 | 0.55994 | 0.49297 | 0.23253 | 0.26001 | 0.45314 | 0.66089 | 0.39871 | 0.421 | 0.489 | 0.224 | 0.389 | 0.404 | 0.507
5627 | 0.53182 | 0.47121 | 0.24075 | 0.47375 | 0.64869 | 0.58483 | 0.2687 | 0.26129 | 0.50428 | 0.66719 | 0.50379 | 0.506 | 0.573 | 0.281 | 0.47475 | 0.515 | 0.597
5628 | 0.52652 | 0.49294 | 0.20756 | 0.48209 | 0.71218 | 0.57513 | 0.28475 | 0.25815 | 0.5026 | 0.6003 | 0.57683 | 0.536 | 0.609 | 0.331 | 0.5165 | 0.55 | 0.649
5629 | 0.55905 | 0.52171 | 0.24552 | 0.51968 | 0.75447 | 0.50465 | 0.2926 | 0.2726 | 0.47946 | 0.52907 | 0.61151 | 0.514 | 0.6 | 0.365 | 0.489 | 0.416 | 0.661
5630 | 0.53089 | 0.55978 | 0.313 | 0.54034 | 0.77712 | 0.41578 | 0.29819 | 0.2983 | 0.45606 | 0.4951 | 0.61505 | 0.432 | 0.549 | 0.379 | 0.42675 | 0.27 | 0.626
5631 | 0.40068 | 0.59737 | 0.357 | 0.51258 | 0.78006 | 0.32299 | 0.30788 | 0.31894 | 0.43315 | 0.49667 | 0.59399 | 0.281 | 0.469 | 0.374 | 0.3425 | 0.165 | 0.55
5632 | 0.22671 | 0.63327 | 0.42591 | 0.47194 | 0.76319 | 0.25445 | 0.32167 | 0.31379 | 0.407 | 0.50894 | 0.55083 | 0.141 | 0.36 | 0.335 | 0.25125 | 0.104 | 0.425
5633 | 0.29666 | 0.65866 | 0.45807 | 0.49459 | 0.72903 | 0.25941 | 0.32464 | 0.27674 | 0.37186 | 0.46503 | 0.48625 | 0.069 | 0.233 | 0.261 | 0.16225 | 0.058 | 0.261
5634 | 0.52936 | 0.65602 | 0.43174 | 0.55278 | 0.69725 | 0.2851 | 0.3001 | 0.22055 | 0.33524 | 0.38908 | 0.44625 | 0.035 | 0.112 | 0.167 | 0.085 | 0.028 | 0.11
5635 | 0.45527 | 0.6449 | 0.47125 | 0.52704 | 0.65461 | 0.25258 | 0.31402 | 0.15132 | 0.31362 | 0.41826 | 0.43233 | 0.018 | 0.028 | 0.069 | 0.03025 | 0.01 | 0.024
5636 | 0.30059 | 0.65209 | 0.55645 | 0.46433 | 0.53596 | 0.23738 | 0.351 | 0.12097 | 0.29306 | 0.4053 | 0.40859 | 0.001 | 0 | 0.006 | 0.00175 | 0 | 0
5637 | 0.25327 | 0.61807 | 0.64173 | 0.41418 | 0.34754 | 0.20971 | 0.34761 | 0.13081 | 0.23448 | 0.23351 | 0.36391 | 0 | 0 | 0 | 0 | 0 | 0
5638 | 0.24246 | 0.62057 | 0.61824 | 0.37269 | 0.25737 | 0.16887 | 0.32736 | 0.15762 | 0.19105 | 0.097844 | 0.33988 | 0 | 0 | 0 | 0 | 0 | 0
5639 | 0.23959 | 0.60818 | 0.5747 | 0.33543 | 0.19198 | 0.12592 | 0.31782 | 0.18763 | 0.16325 | 0.052357 | 0.28711 | 0 | 0 | 0 | 0 | 0 | 0
5640 | 0.2019 | 0.60806 | 0.60487 | 0.3179 | 0.14694 | 0.11286 | 0.28981 | 0.21447 | 0.1595 | 0.060319 | 0.25035 | 0 | 0 | 0 | 0 | 0 | 0
5641 | 0.14292 | 0.60439 | 0.68854 | 0.30855 | 0.09419 | 0.11366 | 0.25489 | 0.23443 | 0.16614 | 0.097778 | 0.2187 | 0 | 0 | 0 | 0 | 0 | 0
5642 | 0.085077 | 0.58125 | 0.8381 | 0.3399 | 0.096523 | 0.11933 | 0.22082 | 0.24587 | 0.17557 | 0.13811 | 0.19897 | 0 | 0 | 0 | 0 | 0 | 0
5643 | 0.037346 | 0.54683 | 0.86254 | 0.33465 | 0.10407 | 0.1284 | 0.18894 | 0.25541 | 0.17598 | 0.15178 | 0.16832 | 0 | 0 | 0 | 0 | 0 | 0
5644 | 0.013717 | 0.51459 | 0.87716 | 0.33526 | 0.1149 | 0.1386 | 0.16671 | 0.26431 | 0.17814 | 0.16602 | 0.14362 | 0 | 0 | 0 | 0 | 0 | 0
5645 | 0.012617 | 0.48264 | 0.90824 | 0.34218 | 0.10568 | 0.15036 | 0.15129 | 0.27409 | 0.17993 | 0.178 | 0.11725 | 0 | 0 | 0 | 0 | 0 | 0
5646 | 0.033416 | 0.48107 | 0.90954 | 0.34338 | 0.087202 | 0.16971 | 0.14046 | 0.28951 | 0.18055 | 0.15918 | 0.10381 | 0 | 0.002 | 0 | 0 | 0 | 0
5647 | 0.084909 | 0.44661 | 0.91335 | 0.35375 | 0.062991 | 0.17895 | 0.11557 | 0.30325 | 0.17659 | 0.13788 | 0.086269 | 0.019 | 0.052 | 0.015 | 0.027 | 0.02 | 0.054
5648 | 0.13034 | 0.38245 | 0.93252 | 0.36973 | 0.046325 | 0.15038 | 0.10216 | 0.31795 | 0.17059 | 0.14986 | 0.064178 | 0.084 | 0.152 | 0.093 | 0.11175 | 0.102 | 0.168
5649 | 0.14946 | 0.34392 | 0.97757 | 0.39295 | 0.051836 | 0.14427 | 0.12903 | 0.3971 | 0.20906 | 0.23374 | 0.061127 | 0.171 | 0.271 | 0.2 | 0.20875 | 0.189 | 0.275
5650 | 0.16335 | 0.33135 | 0.98664 | 0.40457 | 0.063712 | 0.22215 | 0.16175 | 0.51435 | 0.3076 | 0.41311 | 0.080775 | 0.268 | 0.371 | 0.31 | 0.2955 | 0.272 | 0.332
5651 | 0.17929 | 0.31473 | 0.98346 | 0.41807 | 0.091444 | 0.29841 | 0.19056 | 0.61075 | 0.39409 | 0.55868 | 0.10852 | 0.34 | 0.446 | 0.4 | 0.37075 | 0.359 | 0.384
5652 | 0.19334 | 0.28932 | 0.99091 | 0.43876 | 0.13201 | 0.37617 | 0.21052 | 0.68006 | 0.4559 | 0.63542 | 0.13196 | 0.376 | 0.492 | 0.466 | 0.4445 | 0.441 | 0.495
5653 | 0.22206 | 0.24174 | 0.98975 | 0.45184 | 0.14372 | 0.47655 | 0.22424 | 0.7319 | 0.50793 | 0.6799 | 0.14337 | 0.458 | 0.495 | 0.483 | 0.46175 | 0.385 | 0.521
5654 | 0.24754 | 0.19031 | 0.99089 | 0.46034 | 0.14258 | 0.56581 | 0.2286 | 0.76376 | 0.55919 | 0.7431 | 0.1641 | 0.502 | 0.455 | 0.466 | 0.44575 | 0.329 | 0.486
5655 | 0.21277 | 0.14974 | 0.99024 | 0.45702 | 0.16805 | 0.65307 | 0.22164 | 0.76623 | 0.60589 | 0.81127 | 0.19298 | 0.488 | 0.372 | 0.43 | 0.44225 | 0.447 | 0.404
5656 | 0.20905 | 0.12809 | 0.98439 | 0.45655 | 0.1762 | 0.70416 | 0.20205 | 0.75302 | 0.62716 | 0.83957 | 0.21188 | 0.42 | 0.261 | 0.371 | 0.41825 | 0.565 | 0.317
5657 | 0.20368 | 0.12353 | 0.97551 | 0.45338 | 0.18095 | 0.68945 | 0.18427 | 0.73791 | 0.63362 | 0.87784 | 0.22931 | 0.299 | 0.157 | 0.287 | 0.31475 | 0.46 | 0.213
5658 | 0.17198 | 0.13018 | 0.95806 | 0.44192 | 0.19573 | 0.66203 | 0.19025 | 0.73326 | 0.62925 | 0.88281 | 0.23891 | 0.181 | 0.075 | 0.182 | 0.18825 | 0.271 | 0.119
5659 | 0.14078 | 0.15996 | 0.91703 | 0.44008 | 0.26244 | 0.6632 | 0.23337 | 0.7209 | 0.63446 | 0.88032 | 0.27343 | 0.064 | 0.017 | 0.072 | 0.06175 | 0.064 | 0.047
5660 | 0.12799 | 0.26602 | 0.85435 | 0.43833 | 0.33265 | 0.68128 | 0.28872 | 0.69327 | 0.63905 | 0.86722 | 0.31443 | 0.002 | 0 | 0.006 | 0.00225 | 0 | 0.001
5661 | 0.12749 | 0.4067 | 0.79492 | 0.42832 | 0.36255 | 0.69495 | 0.32297 | 0.66269 | 0.64287 | 0.87533 | 0.33853 | 0 | 0 | 0 | 0 | 0 | 0
5662 | 0.17759 | 0.50844 | 0.74062 | 0.43652 | 0.39136 | 0.71223 | 0.33071 | 0.63945 | 0.65374 | 0.88132 | 0.38195 | 0 | 0 | 0 | 0 | 0 | 0
5663 | 0.29455 | 0.549 | 0.67175 | 0.4582 | 0.40831 | 0.72261 | 0.3264 | 0.6223 | 0.6596 | 0.88147 | 0.412 | 0 | 0 | 0 | 0 | 0 | 0
5664 | 0.50295 | 0.49882 | 0.56631 | 0.48284 | 0.37926 | 0.70742 | 0.35764 | 0.60376 | 0.6486 | 0.87656 | 0.40666 | 0 | 0 | 0 | 0 | 0 | 0
5665 | 0.70829 | 0.39372 | 0.46832 | 0.50647 | 0.34279 | 0.69756 | 0.37755 | 0.5658 | 0.62531 | 0.85786 | 0.38001 | 0 | 0 | 0 | 0 | 0 | 0
5666 | 0.7653 | 0.35584 | 0.43174 | 0.53658 | 0.41268 | 0.70199 | 0.378 | 0.5124 | 0.61209 | 0.85535 | 0.37863 | 0 | 0 | 0 | 0 | 0 | 0
5667 | 0.735 | 0.36673 | 0.49607 | 0.60029 | 0.56978 | 0.70346 | 0.3693 | 0.46608 | 0.60623 | 0.86126 | 0.39411 | 0 | 0 | 0 | 0 | 0 | 0
5668 | 0.71063 | 0.38349 | 0.62747 | 0.65425 | 0.62465 | 0.67796 | 0.36837 | 0.4329 | 0.59931 | 0.85437 | 0.43199 | 0 | 0 | 0 | 0 | 0 | 0
5669 | 0.69268 | 0.40626 | 0.67781 | 0.67747 | 0.66194 | 0.61838 | 0.3687 | 0.37917 | 0.56957 | 0.81447 | 0.46626 | 0 | 0 | 0 | 0 | 0 | 0
5670 | 0.65312 | 0.40349 | 0.68499 | 0.67811 | 0.69623 | 0.52831 | 0.36534 | 0.32645 | 0.51233 | 0.7437 | 0.45087 | 0 | 0.001 | 0 | 0 | 0 | 0
5671 | 0.60693 | 0.4169 | 0.74781 | 0.68052 | 0.68682 | 0.47221 | 0.3576 | 0.28842 | 0.4623 | 0.65786 | 0.4307 | 0.021 | 0.049 | 0.027 | 0.023 | 0.015 | 0.029
5672 | 0.6353 | 0.50187 | 0.74165 | 0.69203 | 0.69913 | 0.48604 | 0.43155 | 0.26688 | 0.45887 | 0.60347 | 0.47907 | 0.102 | 0.147 | 0.136 | 0.1175 | 0.086 | 0.146
5673 | 0.67344 | 0.59777 | 0.75386 | 0.72407 | 0.74491 | 0.57202 | 0.54829 | 0.2996 | 0.52849 | 0.63366 | 0.60868 | 0.212 | 0.276 | 0.266 | 0.253 | 0.204 | 0.33
5674 | 0.66842 | 0.69542 | 0.8924 | 0.77582 | 0.76664 | 0.58418 | 0.59709 | 0.33699 | 0.54125 | 0.58274 | 0.66109 | 0.343 | 0.417 | 0.38 | 0.38325 | 0.334 | 0.476
5675 | 0.64113 | 0.8153 | 0.97551 | 0.78878 | 0.74969 | 0.55124 | 0.61551 | 0.37552 | 0.52327 | 0.5092 | 0.65713 | 0.424 | 0.535 | 0.474 | 0.4805 | 0.456 | 0.568
5676 | 0.60751 | 0.87858 | 0.9786 | 0.77091 | 0.72661 | 0.52483 | 0.62256 | 0.40912 | 0.51237 | 0.48252 | 0.633 | 0.478 | 0.584 | 0.55 | 0.54875 | 0.548 | 0.619
5677 | 0.57762 | 0.88258 | 0.97822 | 0.75836 | 0.71923 | 0.4976 | 0.6042 | 0.44151 | 0.506 | 0.48372 | 0.60118 | 0.545 | 0.577 | 0.576 | 0.6 | 0.68 | 0.599
5678 | 0.52157 | 0.85279 | 0.97783 | 0.73942 | 0.71885 | 0.46737 | 0.5585 | 0.4738 | 0.49828 | 0.48279 | 0.56915 | 0.594 | 0.537 | 0.56 | 0.59125 | 0.706 | 0.505
5679 | 0.4828 | 0.80994 | 0.97343 | 0.71281 | 0.68219 | 0.44727 | 0.49752 | 0.49669 | 0.48905 | 0.49036 | 0.52186 | 0.509 | 0.468 | 0.511 | 0.531 | 0.669 | 0.435
5680 | 0.44969 | 0.77083 | 0.96752 | 0.67795 | 0.61664 | 0.41636 | 0.43116 | 0.5071 | 0.46529 | 0.47911 | 0.45859 | 0.328 | 0.366 | 0.436 | 0.42425 | 0.566 | 0.367
5681 | 0.58646 | 0.72998 | 0.95643 | 0.69706 | 0.54831 | 0.37431 | 0.35736 | 0.50751 | 0.4367 | 0.47342 | 0.39158 | 0.143 | 0.24 | 0.332 | 0.2625 | 0.381 | 0.194
5682 | 0.78884 | 0.68217 | 0.9315 | 0.72785 | 0.46321 | 0.38694 | 0.26043 | 0.49033 | 0.42056 | 0.46248 | 0.3425 | 0.055 | 0.124 | 0.21 | 0.124 | 0.18 | 0.051
5683 | 0.84546 | 0.64247 | 0.85499 | 0.73364 | 0.50046 | 0.51875 | 0.19089 | 0.44038 | 0.42803 | 0.40597 | 0.34701 | 0.021 | 0.031 | 0.083 | 0.038 | 0.038 | 0.01
5684 | 0.82029 | 0.59457 | 0.77139 | 0.73802 | 0.62239 | 0.6512 | 0.18424 | 0.41622 | 0.48234 | 0.46896 | 0.393 | 0.001 | 0 | 0.005 | 0.0015 | 0 | 0
5685 | 0.7902 | 0.54372 | 0.73958 | 0.75329 | 0.7301 | 0.68685 | 0.20038 | 0.41374 | 0.52635 | 0.54236 | 0.46245 | 0 | 0 | 0 | 0 | 0 | 0
5686 | 0.76689 | 0.53211 | 0.71927 | 0.75956 | 0.79252 | 0.66881 | 0.21587 | 0.4047 | 0.53853 | 0.52022 | 0.56039 | 0 | 0 | 0 | 0 | 0 | 0
5687 | 0.73983 | 0.58906 | 0.72472 | 0.75255 | 0.7931 | 0.64251 | 0.22488 | 0.3929 | 0.51182 | 0.42314 | 0.58873 | 0 | 0 | 0 | 0 | 0 | 0
5688 | 0.68813 | 0.66486 | 0.74062 | 0.74578 | 0.8086 | 0.61125 | 0.23752 | 0.37668 | 0.49725 | 0.3956 | 0.60545 | 0 | 0 | 0 | 0 | 0 | 0
5689 | 0.62491 | 0.71145 | 0.75085 | 0.72543 | 0.80054 | 0.52032 | 0.25468 | 0.36635 | 0.46388 | 0.38723 | 0.58163 | 0 | 0 | 0 | 0 | 0 | 0
5690 | 0.58472 | 0.72214 | 0.76853 | 0.71494 | 0.79157 | 0.45964 | 0.26857 | 0.36064 | 0.43909 | 0.38119 | 0.55491 | 0 | 0 | 0 | 0 | 0 | 0
5691 | 0.5493 | 0.72506 | 0.84641 | 0.71914 | 0.76172 | 0.43999 | 0.26735 | 0.35749 | 0.41447 | 0.33421 | 0.52617 | 0 | 0 | 0 | 0 | 0 | 0
5692 | 0.56085 | 0.7137 | 0.79751 | 0.6931 | 0.72094 | 0.39783 | 0.27058 | 0.3586 | 0.38364 | 0.30255 | 0.4756 | 0 | 0 | 0 | 0 | 0 | 0
5693 | 0.59747 | 0.69041 | 0.71151 | 0.65248 | 0.64847 | 0.3824 | 0.25857 | 0.36103 | 0.36132 | 0.27731 | 0.42455 | 0 | 0 | 0 | 0 | 0 | 0
5694 | 0.62285 | 0.63747 | 0.64684 | 0.61568 | 0.57736 | 0.38912 | 0.23964 | 0.36857 | 0.34898 | 0.25442 | 0.38382 | 0 | 0.003 | 0 | 0 | 0 | 0
5695 | 0.66383 | 0.5782 | 0.61024 | 0.60608 | 0.54418 | 0.38015 | 0.17971 | 0.35752 | 0.32431 | 0.21007 | 0.34949 | 0.024 | 0.068 | 0.031 | 0.022 | 0.004 | 0.029
5696 | 0.7103 | 0.54551 | 0.52216 | 0.60664 | 0.58745 | 0.33935 | 0.14312 | 0.29165 | 0.28159 | 0.1476 | 0.34777 | 0.122 | 0.19 | 0.15 | 0.12 | 0.09 | 0.118
5697 | 0.74049 | 0.52716 | 0.313 | 0.5782 | 0.6811 | 0.47727 | 0.20034 | 0.31249 | 0.38029 | 0.28131 | 0.45011 | 0.249 | 0.324 | 0.295 | 0.25425 | 0.237 | 0.236
5698 | 0.75333 | 0.56376 | 0.43321 | 0.64888 | 0.76011 | 0.56988 | 0.23293 | 0.38978 | 0.4813 | 0.39932 | 0.56623 | 0.374 | 0.441 | 0.423 | 0.39075 | 0.389 | 0.377
5699 | 0.78499 | 0.62485 | 0.69439 | 0.75989 | 0.8003 | 0.57052 | 0.25435 | 0.42926 | 0.51186 | 0.41637 | 0.63129 | 0.469 | 0.531 | 0.517 | 0.5055 | 0.521 | 0.515
5700 | 0.80312 | 0.65983 | 0.75784 | 0.79395 | 0.8209 | 0.54388 | 0.27309 | 0.46303 | 0.5168 | 0.39583 | 0.66445 | 0.479 | 0.584 | 0.571 | 0.5595 | 0.614 | 0.574
5701 | 0.79213 | 0.68023 | 0.82186 | 0.81414 | 0.82843 | 0.5182 | 0.28015 | 0.49997 | 0.52018 | 0.39358 | 0.66897 | 0.446 | 0.6 | 0.589 | 0.561 | 0.663 | 0.546
5702 | 0.74583 | 0.71257 | 0.87321 | 0.8119 | 0.81667 | 0.50711 | 0.27268 | 0.52786 | 0.5257 | 0.41499 | 0.65285 | 0.448 | 0.573 | 0.569 | 0.53375 | 0.67 | 0.448
5703 | 0.67609 | 0.71451 | 0.91862 | 0.79201 | 0.78133 | 0.50606 | 0.25379 | 0.54374 | 0.52752 | 0.44966 | 0.6106 | 0.447 | 0.502 | 0.509 | 0.48225 | 0.643 | 0.33
5704 | 0.60943 | 0.67683 | 0.94939 | 0.75133 | 0.69516 | 0.48066 | 0.22632 | 0.55138 | 0.51643 | 0.49706 | 0.53664 | 0.36 | 0.394 | 0.419 | 0.3955 | 0.57 | 0.233
5705 | 0.60608 | 0.61666 | 0.94885 | 0.70755 | 0.56771 | 0.48333 | 0.18863 | 0.55173 | 0.50194 | 0.54425 | 0.42844 | 0.212 | 0.263 | 0.308 | 0.2775 | 0.448 | 0.142
5706 | 0.64478 | 0.52642 | 0.92942 | 0.68096 | 0.46869 | 0.5577 | 0.15435 | 0.5164 | 0.49421 | 0.56463 | 0.3381 | 0.086 | 0.132 | 0.183 | 0.15025 | 0.265 | 0.067
5707 | 0.6201 | 0.45397 | 0.81877 | 0.62686 | 0.4417 | 0.60017 | 0.1644 | 0.45975 | 0.48903 | 0.57084 | 0.32536 | 0.02 | 0.032 | 0.066 | 0.04175 | 0.066 | 0.015
5708 | 0.54395 | 0.43187 | 0.73328 | 0.58409 | 0.47503 | 0.53397 | 0.23194 | 0.42374 | 0.47576 | 0.6048 | 0.34054 | 0 | 0 | 0.003 | 0.00075 | 0 | 0
5709 | 0.53388 | 0.4858 | 0.67175 | 0.57656 | 0.52407 | 0.42752 | 0.29856 | 0.38846 | 0.43163 | 0.57877 | 0.33177 | 0 | 0 | 0 | 0 | 0 | 0
5710 | 0.48865 | 0.547 | 0.56771 | 0.50911 | 0.47098 | 0.36055 | 0.33934 | 0.35343 | 0.39586 | 0.56807 | 0.30137 | 0 | 0 | 0 | 0 | 0 | 0
5711 | 0.4291 | 0.59863 | 0.5351 | 0.47732 | 0.46778 | 0.35141 | 0.35773 | 0.33671 | 0.39288 | 0.58791 | 0.29551 | 0 | 0 | 0 | 0 | 0 | 0
5712 | 0.521 | 0.65847 | 0.5635 | 0.52379 | 0.48686 | 0.37499 | 0.36458 | 0.31784 | 0.38941 | 0.54036 | 0.32445 | 0 | 0 | 0 | 0 | 0 | 0
5713 | 0.49567 | 0.6344 | 0.5981 | 0.53656 | 0.51591 | 0.40677 | 0.33829 | 0.30799 | 0.37355 | 0.46466 | 0.31476 | 0 | 0 | 0 | 0 | 0 | 0
5714 | 0.46376 | 0.56511 | 0.63787 | 0.53049 | 0.48985 | 0.35025 | 0.29825 | 0.28577 | 0.32331 | 0.35884 | 0.29837 | 0 | 0 | 0 | 0 | 0 | 0
5715 | 0.47394 | 0.54473 | 0.69439 | 0.53684 | 0.44218 | 0.35505 | 0.2741 | 0.27614 | 0.31889 | 0.35894 | 0.28542 | 0 | 0 | 0 | 0 | 0 | 0
5716 | 0.47897 | 0.52808 | 0.69439 | 0.52636 | 0.40571 | 0.36658 | 0.2586 | 0.27424 | 0.32661 | 0.40163 | 0.264 | 0 | 0 | 0 | 0 | 0 | 0
5717 | 0.49304 | 0.54145 | 0.63138 | 0.50709 | 0.39684 | 0.3361 | 0.24875 | 0.26148 | 0.32451 | 0.4442 | 0.25625 | 0 | 0 | 0 | 0 | 0 | 0
5718 | 0.50421 | 0.48425 | 0.59265 | 0.51467 | 0.44716 | 0.30556 | 0.23562 | 0.24764 | 0.30431 | 0.40776 | 0.25626 | 0 | 0.002 | 0 | 0 | 0 | 0
5719 | 0.51357 | 0.43195 | 0.47564 | 0.49544 | 0.49712 | 0.28387 | 0.19033 | 0.23116 | 0.27013 | 0.31558 | 0.24993 | 0.004 | 0.052 | 0.015 | 0.007 | 0.003 | 0.006
5720 | 0.5391 | 0.43057 | 0.31839 | 0.4542 | 0.50509 | 0.29781 | 0.16079 | 0.20663 | 0.28738 | 0.38915 | 0.25592 | 0.028 | 0.123 | 0.084 | 0.04325 | 0.021 | 0.04
5721 | 0.56193 | 0.46134 | 0.19888 | 0.42441 | 0.51242 | 0.32168 | 0.15328 | 0.20155 | 0.2693 | 0.2832 | 0.27076 | 0.056 | 0.187 | 0.178 | 0.08925 | 0.046 | 0.077
5722 | 0.59249 | 0.48529 | 0.12746 | 0.41578 | 0.52737 | 0.37439 | 0.1715 | 0.19754 | 0.2617 | 0.14587 | 0.32898 | 0.08 | 0.242 | 0.272 | 0.13175 | 0.072 | 0.103
5723 | 0.62132 | 0.51625 | 0.095861 | 0.42874 | 0.56905 | 0.43363 | 0.1974 | 0.19906 | 0.29108 | 0.10804 | 0.42358 | 0.099 | 0.302 | 0.352 | 0.16925 | 0.101 | 0.125
5724 | 0.6282 | 0.55555 | 0.071513 | 0.44936 | 0.64836 | 0.4018 | 0.22143 | 0.19106 | 0.28907 | 0.07353 | 0.48989 | 0.11 | 0.361 | 0.405 | 0.19325 | 0.113 | 0.145
5725 | 0.61139 | 0.58008 | 0.047285 | 0.45015 | 0.69178 | 0.34109 | 0.22067 | 0.18592 | 0.2752 | 0.049265 | 0.52452 | 0.113 | 0.366 | 0.43 | 0.20425 | 0.131 | 0.143
5726 | 0.59881 | 0.60936 | 0.024286 | 0.43283 | 0.6754 | 0.27556 | 0.20627 | 0.18719 | 0.25196 | 0.034963 | 0.51015 | 0.112 | 0.332 | 0.424 | 0.20475 | 0.156 | 0.127
5727 | 0.58806 | 0.62669 | 0.004128 | 0.4147 | 0.65192 | 0.23046 | 0.17855 | 0.17875 | 0.23006 | 0.029144 | 0.48188 | 0.105 | 0.271 | 0.385 | 0.17825 | 0.097 | 0.126
5728 | 0.58622 | 0.61255 | 2e-05 | 0.40007 | 0.61398 | 0.18703 | 0.14733 | 0.15724 | 0.20231 | 0.028651 | 0.43632 | 0.089 | 0.198 | 0.318 | 0.14675 | 0.071 | 0.109
5729 | 0.57467 | 0.58575 | 0.007029 | 0.38226 | 0.56507 | 0.14283 | 0.11872 | 0.13885 | 0.17031 | 0.029885 | 0.3697 | 0.072 | 0.12 | 0.231 | 0.10775 | 0.054 | 0.074
5730 | 0.55922 | 0.53045 | 0.086869 | 0.38717 | 0.51543 | 0.10806 | 0.0987 | 0.12184 | 0.14351 | 0.032961 | 0.31117 | 0.042 | 0.052 | 0.137 | 0.0665 | 0.045 | 0.042
5731 | 0.52536 | 0.46543 | 0.19461 | 0.3954 | 0.46622 | 0.10027 | 0.094312 | 0.10539 | 0.13219 | 0.048303 | 0.2748 | 0.011 | 0.009 | 0.05 | 0.02125 | 0.011 | 0.013
5732 | 0.47295 | 0.38371 | 0.23368 | 0.37493 | 0.41816 | 0.10742 | 0.097241 | 0.096535 | 0.12863 | 0.06907 | 0.24148 | 0 | 0 | 0.002 | 0.0005 | 0 | 0
5733 | 0.41958 | 0.31116 | 0.23838 | 0.34531 | 0.37798 | 0.11173 | 0.10083 | 0.087925 | 0.12015 | 0.063174 | 0.21779 | 0 | 0 | 0 | 0 | 0 | 0
5734 | 0.38325 | 0.25423 | 0.2372 | 0.32532 | 0.35551 | 0.11548 | 0.10296 | 0.079812 | 0.11166 | 0.040654 | 0.2107 | 0 | 0 | 0 | 0 | 0 | 0
5735 | 0.36848 | 0.2183 | 0.23838 | 0.32108 | 0.35638 | 0.1235 | 0.10381 | 0.076302 | 0.10964 | 0.028191 | 0.21058 | 0 | 0 | 0 | 0 | 0 | 0
5736 | 0.3546 | 0.20432 | 0.2131 | 0.30904 | 0.35942 | 0.13416 | 0.10438 | 0.082173 | 0.11532 | 0.028563 | 0.2164 | 0 | 0 | 0 | 0 | 0 | 0
5737 | 0.32389 | 0.20572 | 0.17705 | 0.28196 | 0.34495 | 0.14541 | 0.10522 | 0.08723 | 0.12083 | 0.033024 | 0.21768 | 0 | 0 | 0 | 0 | 0 | 0
5738 | 0.29351 | 0.20424 | 0.14926 | 0.25698 | 0.32818 | 0.1511 | 0.10129 | 0.084727 | 0.11805 | 0.022186 | 0.21419 | 0 | 0 | 0 | 0 | 0 | 0
5739 | 0.26047 | 0.19644 | 0.12663 | 0.23003 | 0.30297 | 0.14733 | 0.092407 | 0.079454 | 0.11049 | 0.007241 | 0.20793 | 0 | 0 | 0 | 0 | 0 | 0
5740 | 0.22298 | 0.1861 | 0.1201 | 0.2078 | 0.28033 | 0.14507 | 0.084959 | 0.076765 | 0.1067 | 0.002284 | 0.20268 | 0 | 0 | 0 | 0 | 0 | 0
5741 | 0.18045 | 0.17552 | 0.12746 | 0.18314 | 0.24152 | 0.13666 | 0.077708 | 0.069736 | 0.099492 | 0.001094 | 0.19048 | 0 | 0 | 0 | 0 | 0 | 0
5742 | 0.14605 | 0.16243 | 0.12091 | 0.15601 | 0.20107 | 0.1248 | 0.07551 | 0.061983 | 0.090388 | 0.000762 | 0.174 | 0 | 0.002 | 0 | 0 | 0 | 0
5743 | 0.118 | 0.15331 | 0.099452 | 0.12796 | 0.16644 | 0.096673 | 0.06207 | 0.05342 | 0.074943 | 0.000495 | 0.14918 | 0.022 | 0.052 | 0.017 | 0.02675 | 0.012 | 0.056
5744 | 0.098763 | 0.16286 | 0.051324 | 0.092958 | 0.12879 | 0.042529 | 0.054783 | 0.039613 | 0.045652 | 2.2e-05 | 0.10044 | 0.116 | 0.152 | 0.117 | 0.12525 | 0.066 | 0.202
5745 | 0.090694 | 0.18514 | 0.013228 | 0.075278 | 0.12191 | 0.030617 | 0.057781 | 0.037092 | 0.041376 | 1e-06 | 0.097796 | 0.255 | 0.268 | 0.254 | 0.25575 | 0.148 | 0.366
5746 | 0.093925 | 0.2126 | 0.000348 | 0.076023 | 0.1338 | 0.027079 | 0.058072 | 0.033908 | 0.040983 | 4e-06 | 0.10294 | 0.408 | 0.372 | 0.387 | 0.37975 | 0.225 | 0.499
5747 | 0.1102 | 0.23711 | 0 | 0.087237 | 0.15151 | 0.03092 | 0.060782 | 0.03349 | 0.044572 | 0.001668 | 0.11221 | 0.537 | 0.451 | 0.485 | 0.49125 | 0.353 | 0.59
5748 | 0.13559 | 0.25653 | 1e-06 | 0.10456 | 0.17809 | 0.038417 | 0.0667 | 0.036628 | 0.052826 | 0.012838 | 0.12342 | 0.581 | 0.507 | 0.547 | 0.555 | 0.45 | 0.642
5749 | 0.15267 | 0.27719 | 1.8e-05 | 0.12036 | 0.20841 | 0.045603 | 0.074136 | 0.041419 | 0.062575 | 0.027914 | 0.13537 | 0.588 | 0.529 | 0.582 | 0.56925 | 0.453 | 0.654
5750 | 0.16328 | 0.29345 | 7.7e-05 | 0.13395 | 0.23849 | 0.05265 | 0.081074 | 0.045839 | 0.071514 | 0.041161 | 0.14641 | 0.576 | 0.51 | 0.583 | 0.56575 | 0.48 | 0.624
5751 | 0.16916 | 0.30654 | 6.8e-05 | 0.14413 | 0.26316 | 0.06045 | 0.084794 | 0.048544 | 0.078772 | 0.049085 | 0.15701 | 0.548 | 0.456 | 0.548 | 0.5285 | 0.461 | 0.557
5752 | 0.17505 | 0.31139 | 1.5e-05 | 0.14921 | 0.27257 | 0.063842 | 0.082596 | 0.048339 | 0.082136 | 0.054952 | 0.16141 | 0.478 | 0.371 | 0.465 | 0.4495 | 0.417 | 0.438
5753 | 0.19234 | 0.31087 | 1e-06 | 0.15459 | 0.27143 | 0.065414 | 0.076625 | 0.045408 | 0.081656 | 0.057217 | 0.15858 | 0.348 | 0.252 | 0.344 | 0.33225 | 0.326 | 0.311
5754 | 0.2108 | 0.30991 | 1e-05 | 0.15456 | 0.25287 | 0.062935 | 0.061213 | 0.040444 | 0.075731 | 0.055626 | 0.14392 | 0.192 | 0.123 | 0.204 | 0.17925 | 0.147 | 0.174
5755 | 0.23307 | 0.30413 | 0.001242 | 0.15376 | 0.22697 | 0.054512 | 0.047183 | 0.038886 | 0.065758 | 0.048361 | 0.12127 | 0.063 | 0.027 | 0.078 | 0.06 | 0.049 | 0.05
5756 | 0.26884 | 0.29611 | 0.018011 | 0.1665 | 0.21266 | 0.050762 | 0.046356 | 0.050466 | 0.063681 | 0.044007 | 0.10949 | 0.002 | 0 | 0.005 | 0.002 | 0 | 0.001
5757 | 0.28445 | 0.28728 | 0.071513 | 0.18415 | 0.19649 | 0.044545 | 0.045578 | 0.066631 | 0.059831 | 0.036058 | 0.092089 | 0 | 0 | 0 | 0 | 0 | 0
5758 | 0.27779 | 0.27497 | 0.18008 | 0.21678 | 0.19245 | 0.039107 | 0.045427 | 0.079679 | 0.056757 | 0.028764 | 0.079479 | 0 | 0 | 0 | 0 | 0 | 0
5759 | 0.2543 | 0.25981 | 0.3279 | 0.25908 | 0.19504 | 0.034398 | 0.047602 | 0.093379 | 0.056229 | 0.024402 | 0.072735 | 0 | 0 | 0 | 0 | 0 | 0
5760 | 0.2159 | 0.24979 | 0.43613 | 0.28333 | 0.19796 | 0.027762 | 0.048699 | 0.10828 | 0.058383 | 0.027824 | 0.069661 | 0 | 0 | 0 | 0 | 0 | 0
5761 | 0.16841 | 0.2376 | 0.47856 | 0.27873 | 0.18923 | 0.018888 | 0.047922 | 0.12353 | 0.062109 | 0.036603 | 0.069411 | 0 | 0 | 0 | 0 | 0 | 0
5762 | 0.13554 | 0.21527 | 0.48586 | 0.26565 | 0.17556 | 0.014561 | 0.045371 | 0.13825 | 0.069506 | 0.052475 | 0.072733 | 0 | 0 | 0 | 0 | 0 | 0
5763 | 0.1118 | 0.19586 | 0.45661 | 0.24639 | 0.17075 | 0.015967 | 0.041391 | 0.15072 | 0.079019 | 0.068005 | 0.081379 | 0 | 0 | 0 | 0 | 0 | 0
5764 | 0.091391 | 0.18416 | 0.41573 | 0.22619 | 0.17146 | 0.021584 | 0.038239 | 0.15995 | 0.087076 | 0.074613 | 0.092163 | 0 | 0 | 0 | 0 | 0 | 0
5765 | 0.078596 | 0.17708 | 0.39258 | 0.21364 | 0.16974 | 0.029858 | 0.033832 | 0.16147 | 0.090511 | 0.074443 | 0.096277 | 0 | 0 | 0 | 0 | 0 | 0
5766 | 0.071565 | 0.17591 | 0.38253 | 0.20537 | 0.16202 | 0.040299 | 0.031298 | 0.15937 | 0.092716 | 0.076979 | 0.094212 | 0 | 0.003 | 0 | 0 | 0 | 0
5767 | 0.067088 | 0.18808 | 0.37967 | 0.20057 | 0.15496 | 0.048952 | 0.026328 | 0.15137 | 0.090522 | 0.074724 | 0.087044 | 0.023 | 0.076 | 0.02 | 0.02325 | 0.002 | 0.048
5768 | 0.056736 | 0.20669 | 0.24913 | 0.14422 | 0.12678 | 0.030984 | 0.014742 | 0.097722 | 0.057398 | 0.042509 | 0.058378 | 0.114 | 0.213 | 0.123 | 0.125 | 0.083 | 0.18
5769 | 0.042433 | 0.22013 | 0.14563 | 0.09934 | 0.10995 | 0.011421 | 0.013597 | 0.07804 | 0.040481 | 0.030125 | 0.042338 | 0.236 | 0.356 | 0.266 | 0.2665 | 0.236 | 0.328
5770 | 0.034329 | 0.22205 | 0.12746 | 0.088353 | 0.10327 | 0.009984 | 0.01612 | 0.081641 | 0.042231 | 0.023663 | 0.053638 | 0.373 | 0.477 | 0.404 | 0.407 | 0.383 | 0.468
5771 | 0.028402 | 0.20266 | 0.17305 | 0.098258 | 0.093316 | 0.007181 | 0.015854 | 0.080979 | 0.042213 | 0.023476 | 0.057215 | 0.506 | 0.567 | 0.509 | 0.52925 | 0.519 | 0.583
5772 | 0.019058 | 0.18404 | 0.21534 | 0.10423 | 0.078287 | 0.005429 | 0.014848 | 0.079099 | 0.040055 | 0.02444 | 0.051251 | 0.594 | 0.615 | 0.574 | 0.6065 | 0.609 | 0.649
5773 | 0.009091 | 0.16838 | 0.26509 | 0.1111 | 0.059131 | 0.004459 | 0.013569 | 0.081238 | 0.038417 | 0.026153 | 0.041817 | 0.632 | 0.622 | 0.596 | 0.63475 | 0.654 | 0.657
5774 | 0.002825 | 0.1448 | 0.33613 | 0.12578 | 0.03839 | 0.003603 | 0.012074 | 0.086328 | 0.036868 | 0.026615 | 0.030928 | 0.621 | 0.593 | 0.573 | 0.618 | 0.649 | 0.629
5775 | 0.000527 | 0.10994 | 0.39835 | 0.13928 | 0.018963 | 0.002695 | 0.009625 | 0.09156 | 0.034518 | 0.023554 | 0.020264 | 0.566 | 0.521 | 0.51 | 0.5585 | 0.601 | 0.557
5776 | 0.004126 | 0.074198 | 0.40847 | 0.13949 | 0.005862 | 0.00191 | 0.006487 | 0.094968 | 0.031536 | 0.01765 | 0.011615 | 0.463 | 0.406 | 0.415 | 0.4545 | 0.502 | 0.438
5777 | 0.017782 | 0.0435 | 0.35419 | 0.12443 | 0.001322 | 0.001615 | 0.003481 | 0.093606 | 0.027615 | 0.009889 | 0.005349 | 0.322 | 0.266 | 0.301 | 0.318 | 0.353 | 0.296
5778 | 0.041853 | 0.022746 | 0.25889 | 0.10029 | 0.00013 | 0.002833 | 0.001377 | 0.090777 | 0.024393 | 0.001579 | 0.002384 | 0.162 | 0.13 | 0.176 | 0.16775 | 0.177 | 0.156
5779 | 0.085726 | 0.012404 | 0.17907 | 0.089998 | 0.005199 | 0.014226 | 0.003756 | 0.10014 | 0.029758 | 1e-06 | 0.004669 | 0.042 | 0.028 | 0.065 | 0.049 | 0.046 | 0.043
5780 | 0.14568 | 0.007012 | 0.16233 | 0.11478 | 0.036329 | 0.065594 | 0.0169 | 0.14325 | 0.062545 | 0.014266 | 0.027075 | 0 | 0 | 0.003 | 0.00075 | 0 | 0
5781 | 0.19894 | 0.004243 | 0.15109 | 0.14295 | 0.078825 | 0.15588 | 0.041112 | 0.19859 | 0.12381 | 0.075284 | 0.065515 | 0 | 0 | 0 | 0 | 0 | 0
5782 | 0.24802 | 0.005002 | 0.1201 | 0.16462 | 0.12573 | 0.24524 | 0.068172 | 0.22827 | 0.18849 | 0.17461 | 0.10585 | 0 | 0 | 0 | 0 | 0 | 0
5783 | 0.28051 | 0.007385 | 0.092345 | 0.18137 | 0.17126 | 0.28395 | 0.080296 | 0.23693 | 0.22872 | 0.25638 | 0.13764 | 0 | 0 | 0 | 0 | 0 | 0
5784 | 0.23644 | 0.008313 | 0.060445 | 0.16798 | 0.20706 | 0.2864 | 0.08021 | 0.23764 | 0.24756 | 0.30971 | 0.15651 | 0 | 0 | 0 | 0 | 0 | 0
5785 | 0.16999 | 0.009786 | 0.050299 | 0.13852 | 0.19526 | 0.27382 | 0.077163 | 0.23811 | 0.25348 | 0.34535 | 0.15665 | 0 | 0 | 0 | 0 | 0 | 0
5786 | 0.13637 | 0.010699 | 0.056601 | 0.13318 | 0.20657 | 0.25121 | 0.072468 | 0.23828 | 0.24536 | 0.35967 | 0.13228 | 0 | 0 | 0 | 0 | 0 | 0
5787 | 0.18871 | 0.009367 | 0.073347 | 0.18299 | 0.28691 | 0.21772 | 0.065399 | 0.23539 | 0.23616 | 0.36399 | 0.12755 | 0 | 0 | 0 | 0 | 0 | 0
5788 | 0.28081 | 0.014225 | 0.076458 | 0.24157 | 0.36744 | 0.18407 | 0.058417 | 0.22979 | 0.22988 | 0.34077 | 0.16492 | 0 | 0 | 0 | 0 | 0 | 0
5789 | 0.32804 | 0.015902 | 0.066738 | 0.26282 | 0.39367 | 0.16142 | 0.056678 | 0.21685 | 0.22605 | 0.325 | 0.20092 | 0 | 0 | 0 | 0 | 0 | 0
5790 | 0.31281 | 0.012815 | 0.062131 | 0.24601 | 0.3631 | 0.13782 | 0.057763 | 0.20164 | 0.21187 | 0.31016 | 0.19786 | 0 | 0.002 | 0 | 0 | 0 | 0
5791 | 0.26421 | 0.012984 | 0.069702 | 0.21789 | 0.31977 | 0.10622 | 0.045407 | 0.17881 | 0.17828 | 0.24947 | 0.17864 | 0.021 | 0.058 | 0.021 | 0.0155 | 0.001 | 0.019
5792 | 0.20528 | 0.011358 | 0.06557 | 0.18272 | 0.2773 | 0.052571 | 0.023672 | 0.1127 | 0.10596 | 0.11763 | 0.14095 | 0.121 | 0.174 | 0.133 | 0.111 | 0.081 | 0.109
5793 | 0.1483 | 0.008881 | 0.029921 | 0.14218 | 0.2483 | 0.029563 | 0.020287 | 0.095905 | 0.081109 | 0.083553 | 0.11541 | 0.257 | 0.304 | 0.279 | 0.2535 | 0.23 | 0.248
5794 | 0.1054 | 0.007467 | 0.019888 | 0.12448 | 0.24815 | 0.029189 | 0.025874 | 0.10943 | 0.084588 | 0.085664 | 0.11407 | 0.391 | 0.42 | 0.414 | 0.39325 | 0.373 | 0.395
5795 | 0.074862 | 0.010854 | 0.024643 | 0.11337 | 0.2406 | 0.028247 | 0.027676 | 0.10386 | 0.082547 | 0.089411 | 0.10867 | 0.5 | 0.508 | 0.512 | 0.50775 | 0.498 | 0.521
5796 | 0.051542 | 0.020997 | 0.023231 | 0.092254 | 0.20199 | 0.03531 | 0.027527 | 0.10622 | 0.085779 | 0.11168 | 0.089906 | 0.54 | 0.558 | 0.564 | 0.57075 | 0.59 | 0.589
5797 | 0.035389 | 0.035901 | 0.03658 | 0.071953 | 0.14389 | 0.04749 | 0.027758 | 0.11548 | 0.091662 | 0.1359 | 0.067782 | 0.49 | 0.563 | 0.573 | 0.56775 | 0.615 | 0.593
5798 | 0.026079 | 0.048392 | 0.046792 | 0.055924 | 0.0949 | 0.059138 | 0.02787 | 0.12293 | 0.095943 | 0.15146 | 0.050251 | 0.405 | 0.53 | 0.544 | 0.5065 | 0.531 | 0.546
5799 | 0.027995 | 0.056127 | 0.059889 | 0.05113 | 0.065507 | 0.060742 | 0.02662 | 0.12878 | 0.092257 | 0.14189 | 0.037616 | 0.3 | 0.454 | 0.487 | 0.419 | 0.423 | 0.466
5800 | 0.054467 | 0.061436 | 0.093742 | 0.070185 | 0.062346 | 0.053 | 0.023822 | 0.13684 | 0.08308 | 0.10977 | 0.032718 | 0.202 | 0.354 | 0.406 | 0.323 | 0.342 | 0.342
5801 | 0.094283 | 0.06281 | 0.16043 | 0.1181 | 0.099602 | 0.037369 | 0.022441 | 0.15237 | 0.076439 | 0.080013 | 0.036004 | 0.131 | 0.231 | 0.299 | 0.232 | 0.296 | 0.202
5802 | 0.18534 | 0.068996 | 0.35279 | 0.24407 | 0.19409 | 0.031271 | 0.02334 | 0.17576 | 0.0826 | 0.057615 | 0.065759 | 0.078 | 0.105 | 0.181 | 0.14675 | 0.23 | 0.098
5803 | 0.26075 | 0.10015 | 0.42591 | 0.34337 | 0.34345 | 0.055049 | 0.03321 | 0.18748 | 0.12589 | 0.11227 | 0.14877 | 0.024 | 0.019 | 0.063 | 0.05025 | 0.087 | 0.027
5804 | 0.17377 | 0.17571 | 0.28408 | 0.2716 | 0.35694 | 0.053302 | 0.061552 | 0.17424 | 0.15162 | 0.19368 | 0.18527 | 0 | 0 | 0.002 | 0.0005 | 0 | 0
5805 | 0.21535 | 0.22452 | 0.15109 | 0.21012 | 0.26394 | 0.057587 | 0.087176 | 0.15739 | 0.14146 | 0.19653 | 0.15433 | 0 | 0 | 0 | 0 | 0 | 0
5806 | 0.24338 | 0.17191 | 0.064414 | 0.19714 | 0.28362 | 0.056721 | 0.094926 | 0.15674 | 0.1385 | 0.18871 | 0.15185 | 0 | 0 | 0 | 0 | 0 | 0
5807 | 0.23274 | 0.14168 | 0.03658 | 0.17804 | 0.26479 | 0.05478 | 0.079645 | 0.16463 | 0.13355 | 0.17321 | 0.14158 | 0 | 0 | 0 | 0 | 0 | 0
5808 | 0.18388 | 0.12795 | 0.006474 | 0.14084 | 0.23216 | 0.048646 | 0.070709 | 0.17122 | 0.12641 | 0.16283 | 0.12296 | 0 | 0 | 0 | 0 | 0 | 0
5809 | 0.13789 | 0.11575 | 0.008196 | 0.11506 | 0.1991 | 0.047221 | 0.065824 | 0.17778 | 0.12721 | 0.18204 | 0.1018 | 0 | 0 | 0 | 0 | 0 | 0
5810 | 0.12781 | 0.10466 | 0.034429 | 0.11129 | 0.17162 | 0.04959 | 0.060182 | 0.1824 | 0.14024 | 0.24457 | 0.084382 | 0 | 0 | 0 | 0 | 0 | 0
5811 | 0.12918 | 0.10143 | 0.046301 | 0.10584 | 0.14203 | 0.060196 | 0.055654 | 0.19007 | 0.16064 | 0.32171 | 0.070565 | 0 | 0 | 0 | 0 | 0 | 0
5812 | 0.08867 | 0.102 | 0.047285 | 0.088737 | 0.13026 | 0.086554 | 0.05755 | 0.20661 | 0.18934 | 0.39864 | 0.065548 | 0 | 0 | 0 | 0 | 0 | 0
5813 | 0.043406 | 0.093519 | 0.04061 | 0.071884 | 0.13164 | 0.12553 | 0.057416 | 0.22014 | 0.21688 | 0.45 | 0.071841 | 0 | 0 | 0 | 0 | 0 | 0
5814 | 0.020849 | 0.10294 | 0.027977 | 0.063144 | 0.14061 | 0.15216 | 0.059781 | 0.23085 | 0.22541 | 0.43961 | 0.079014 | 0 | 0.001 | 0 | 0 | 0 | 0
5815 | 0.009618 | 0.12058 | 0.022541 | 0.057834 | 0.14134 | 0.14829 | 0.056074 | 0.22246 | 0.19829 | 0.34862 | 0.073807 | 0.018 | 0.05 | 0.018 | 0.01225 | 0 | 0.013
5816 | 0.008158 | 0.12272 | 0.034429 | 0.05212 | 0.11377 | 0.095054 | 0.034086 | 0.15814 | 0.13473 | 0.2271 | 0.058638 | 0.118 | 0.163 | 0.115 | 0.10225 | 0.078 | 0.098
5817 | 0.002779 | 0.15005 | 0.017708 | 0.032796 | 0.0779 | 0.064849 | 0.028698 | 0.15388 | 0.13204 | 0.26153 | 0.047916 | 0.256 | 0.296 | 0.238 | 0.245 | 0.235 | 0.251
5818 | 0.00897 | 0.17069 | 0.011018 | 0.024331 | 0.053004 | 0.064876 | 0.04052 | 0.19936 | 0.15982 | 0.32479 | 0.05025 | 0.387 | 0.411 | 0.345 | 0.381 | 0.391 | 0.401
5819 | 0.01694 | 0.15568 | 0.03658 | 0.028688 | 0.032543 | 0.073701 | 0.055762 | 0.20006 | 0.17206 | 0.36532 | 0.049162 | 0.476 | 0.498 | 0.421 | 0.47575 | 0.519 | 0.487
5820 | 0.019534 | 0.16214 | 0.079636 | 0.03778 | 0.01417 | 0.078959 | 0.067414 | 0.22124 | 0.18141 | 0.38367 | 0.041755 | 0.49 | 0.557 | 0.465 | 0.5185 | 0.606 | 0.513
5821 | 0.023573 | 0.18875 | 0.1258 | 0.053451 | 0.010975 | 0.093406 | 0.07697 | 0.26348 | 0.20115 | 0.41425 | 0.033449 | 0.455 | 0.574 | 0.466 | 0.509 | 0.648 | 0.467
5822 | 0.027553 | 0.20739 | 0.18008 | 0.072475 | 0.009789 | 0.13445 | 0.084221 | 0.30269 | 0.23757 | 0.48686 | 0.026285 | 0.428 | 0.551 | 0.428 | 0.45075 | 0.629 | 0.318
5823 | 0.018772 | 0.20442 | 0.24194 | 0.088418 | 0.004544 | 0.18501 | 0.089668 | 0.32453 | 0.27789 | 0.57508 | 0.026931 | 0.386 | 0.485 | 0.356 | 0.3765 | 0.566 | 0.198
5824 | 0.008856 | 0.20692 | 0.29839 | 0.10458 | 0.006502 | 0.18407 | 0.092562 | 0.33393 | 0.29215 | 0.61423 | 0.036365 | 0.275 | 0.38 | 0.272 | 0.29675 | 0.509 | 0.131
5825 | 0.018077 | 0.23942 | 0.3375 | 0.12255 | 0.012067 | 0.14122 | 0.09449 | 0.31495 | 0.26795 | 0.56703 | 0.048614 | 0.139 | 0.251 | 0.186 | 0.194 | 0.369 | 0.082
5826 | 0.094245 | 0.2575 | 0.40557 | 0.17441 | 0.023409 | 0.10745 | 0.087744 | 0.27322 | 0.21699 | 0.43359 | 0.05368 | 0.049 | 0.12 | 0.103 | 0.0895 | 0.172 | 0.034
5827 | 0.20902 | 0.23206 | 0.49752 | 0.25517 | 0.05896 | 0.14309 | 0.096831 | 0.23298 | 0.20691 | 0.38862 | 0.062936 | 0.01 | 0.022 | 0.032 | 0.02 | 0.032 | 0.006
5828 | 0.25818 | 0.17919 | 0.58716 | 0.32213 | 0.12105 | 0.20838 | 0.11955 | 0.21123 | 0.23565 | 0.42931 | 0.093687 | 0 | 0 | 0.001 | 0.00025 | 0 | 0
5829 | 0.43283 | 0.12737 | 0.60756 | 0.41315 | 0.19906 | 0.22524 | 0.14011 | 0.20179 | 0.22885 | 0.36047 | 0.1279 | 0 | 0 | 0 | 0 | 0 | 0
5830 | 0.49954 | 0.11668 | 0.59946 | 0.46413 | 0.29339 | 0.1901 | 0.1523 | 0.18676 | 0.18649 | 0.22678 | 0.14232 | 0 | 0 | 0 | 0 | 0 | 0
5831 | 0.49369 | 0.17303 | 0.55928 | 0.46265 | 0.33499 | 0.15806 | 0.16798 | 0.17679 | 0.1564 | 0.14205 | 0.1487 | 0 | 0 | 0 | 0 | 0 | 0
5832 | 0.46884 | 0.23883 | 0.49316 | 0.442 | 0.36401 | 0.13434 | 0.18233 | 0.1697 | 0.14416 | 0.10058 | 0.17201 | 0 | 0 | 0 | 0 | 0 | 0
5833 | 0.44848 | 0.28371 | 0.4449 | 0.42202 | 0.37269 | 0.12329 | 0.1866 | 0.16424 | 0.13771 | 0.075099 | 0.1882 | 0 | 0 | 0 | 0 | 0 | 0
5834 | 0.40087 | 0.34882 | 0.50043 | 0.42253 | 0.36629 | 0.12714 | 0.1863 | 0.17381 | 0.13736 | 0.054808 | 0.19367 | 0 | 0 | 0 | 0 | 0 | 0
5835 | 0.3913 | 0.41189 | 0.54652 | 0.42671 | 0.34232 | 0.13936 | 0.18859 | 0.19881 | 0.14526 | 0.046257 | 0.19662 | 0 | 0 | 0 | 0 | 0 | 0
5836 | 0.40832 | 0.43816 | 0.54082 | 0.43363 | 0.35174 | 0.15163 | 0.18934 | 0.23433 | 0.15753 | 0.043284 | 0.20088 | 0 | 0 | 0 | 0 | 0 | 0
5837 | 0.41167 | 0.45044 | 0.54652 | 0.44182 | 0.36727 | 0.17543 | 0.1784 | 0.27554 | 0.18001 | 0.062924 | 0.20616 | 0 | 0 | 0 | 0 | 0 | 0
5838 | 0.43461 | 0.47256 | 0.54368 | 0.46087 | 0.40432 | 0.18831 | 0.1602 | 0.29915 | 0.19981 | 0.086906 | 0.22488 | 0 | 0.001 | 0 | 0 | 0 | 0
5839 | 0.40783 | 0.49027 | 0.54082 | 0.45424 | 0.41406 | 0.18287 | 0.11131 | 0.29958 | 0.20144 | 0.094439 | 0.22888 | 0.002 | 0.053 | 0.005 | 0.00525 | 0.001 | 0.013
5840 | 0.35658 | 0.47335 | 0.44929 | 0.39828 | 0.38897 | 0.18306 | 0.10161 | 0.27815 | 0.21124 | 0.16287 | 0.22089 | 0.023 | 0.157 | 0.062 | 0.038 | 0.022 | 0.045
5841 | 0.30749 | 0.43528 | 0.44197 | 0.36671 | 0.35065 | 0.19395 | 0.11626 | 0.31176 | 0.24274 | 0.25763 | 0.20762 | 0.061 | 0.264 | 0.155 | 0.08525 | 0.062 | 0.063
5842 | 0.27908 | 0.41632 | 0.423 | 0.34488 | 0.33258 | 0.24267 | 0.12012 | 0.32897 | 0.29202 | 0.38036 | 0.21609 | 0.12 | 0.34 | 0.267 | 0.14975 | 0.117 | 0.095
5843 | 0.26558 | 0.42799 | 0.33475 | 0.31618 | 0.34821 | 0.2814 | 0.13906 | 0.30958 | 0.34947 | 0.56264 | 0.24424 | 0.21 | 0.383 | 0.373 | 0.22675 | 0.173 | 0.151
5844 | 0.24777 | 0.46335 | 0.27641 | 0.29091 | 0.34856 | 0.26534 | 0.16429 | 0.28174 | 0.36116 | 0.63738 | 0.26016 | 0.32 | 0.399 | 0.449 | 0.30675 | 0.245 | 0.213
5845 | 0.22497 | 0.48843 | 0.24672 | 0.27201 | 0.34434 | 0.24679 | 0.19045 | 0.25788 | 0.34175 | 0.59806 | 0.26425 | 0.411 | 0.366 | 0.492 | 0.37025 | 0.289 | 0.289
5846 | 0.2024 | 0.50948 | 0.21646 | 0.25161 | 0.33597 | 0.2397 | 0.21523 | 0.23673 | 0.31399 | 0.51135 | 0.26819 | 0.475 | 0.306 | 0.501 | 0.40175 | 0.282 | 0.349
5847 | 0.182 | 0.53718 | 0.18935 | 0.23446 | 0.33203 | 0.2358 | 0.23285 | 0.21706 | 0.29932 | 0.4684 | 0.27604 | 0.491 | 0.227 | 0.474 | 0.40625 | 0.28 | 0.38
5848 | 0.16306 | 0.57036 | 0.17108 | 0.22109 | 0.32913 | 0.22776 | 0.24164 | 0.19623 | 0.27937 | 0.41983 | 0.27367 | 0.452 | 0.159 | 0.411 | 0.3885 | 0.328 | 0.363
5849 | 0.13901 | 0.59659 | 0.16425 | 0.20849 | 0.32221 | 0.20684 | 0.23776 | 0.17445 | 0.24675 | 0.34396 | 0.26175 | 0.339 | 0.091 | 0.311 | 0.3195 | 0.349 | 0.279
5850 | 0.10754 | 0.60913 | 0.15853 | 0.19234 | 0.31095 | 0.16666 | 0.23932 | 0.14987 | 0.20689 | 0.27182 | 0.23919 | 0.187 | 0.039 | 0.182 | 0.198 | 0.263 | 0.16
5851 | 0.078861 | 0.60986 | 0.16425 | 0.17653 | 0.28647 | 0.12055 | 0.25063 | 0.12383 | 0.158 | 0.171 | 0.21661 | 0.064 | 0.008 | 0.064 | 0.063 | 0.08 | 0.044
5852 | 0.054396 | 0.6165 | 0.20977 | 0.18021 | 0.27646 | 0.1144 | 0.25629 | 0.12834 | 0.15284 | 0.15253 | 0.2161 | 0 | 0 | 0.003 | 0.00075 | 0 | 0
5853 | 0.034734 | 0.63162 | 0.29446 | 0.20537 | 0.28691 | 0.10493 | 0.26248 | 0.13268 | 0.1516 | 0.14394 | 0.22484 | 0 | 0 | 0 | 0 | 0 | 0
5854 | 0.024029 | 0.65134 | 0.35981 | 0.22979 | 0.30554 | 0.086485 | 0.26257 | 0.12438 | 0.14114 | 0.12199 | 0.23171 | 0 | 0 | 0 | 0 | 0 | 0
5855 | 0.020156 | 0.67604 | 0.40557 | 0.25115 | 0.32772 | 0.066051 | 0.24691 | 0.11424 | 0.13082 | 0.10086 | 0.24213 | 0 | 0 | 0 | 0 | 0 | 0
5856 | 0.021812 | 0.69789 | 0.44197 | 0.26724 | 0.33795 | 0.045815 | 0.22813 | 0.10445 | 0.11872 | 0.077907 | 0.24672 | 0 | 0 | 0 | 0 | 0 | 0
5857 | 0.030801 | 0.71235 | 0.4449 | 0.2718 | 0.33969 | 0.03001 | 0.21657 | 0.094661 | 0.10601 | 0.053943 | 0.24543 | 0 | 0 | 0 | 0 | 0 | 0
5858 | 0.042746 | 0.71745 | 0.40847 | 0.26215 | 0.33522 | 0.024686 | 0.20626 | 0.084063 | 0.096211 | 0.031451 | 0.24465 | 0 | 0 | 0 | 0 | 0 | 0
5859 | 0.050931 | 0.72347 | 0.3584 | 0.2472 | 0.33226 | 0.029115 | 0.1994 | 0.074302 | 0.091208 | 0.014195 | 0.24722 | 0 | 0 | 0 | 0 | 0 | 0
5860 | 0.052456 | 0.7327 | 0.29315 | 0.22575 | 0.33164 | 0.041865 | 0.1892 | 0.066769 | 0.090627 | 0.002792 | 0.25108 | 0 | 0 | 0 | 0 | 0 | 0
5861 | 0.049066 | 0.73579 | 0.23368 | 0.20285 | 0.3258 | 0.058867 | 0.17774 | 0.061015 | 0.092517 | 0.000227 | 0.24996 | 0 | 0 | 0 | 0 | 0 | 0
5862 | 0.045725 | 0.73862 | 0.18008 | 0.18197 | 0.3201 | 0.077389 | 0.17234 | 0.057153 | 0.096333 | 2.4e-05 | 0.25076 | 0 | 0.001 | 0 | 0 | 0 | 0
5863 | 0.043033 | 0.74693 | 0.15017 | 0.1642 | 0.29941 | 0.091093 | 0.15962 | 0.055967 | 0.097885 | 0.001981 | 0.2425 | 0.016 | 0.059 | 0.014 | 0.01875 | 0.002 | 0.043
5864 | 0.040314 | 0.75296 | 0.095152 | 0.13007 | 0.25476 | 0.057602 | 0.17276 | 0.043919 | 0.077387 | 0.006102 | 0.20192 | 0.115 | 0.197 | 0.115 | 0.1225 | 0.08 | 0.18
5865 | 0.03977 | 0.75501 | 0.056062 | 0.12141 | 0.26841 | 0.051291 | 0.21678 | 0.042469 | 0.085011 | 0.014507 | 0.23178 | 0.259 | 0.355 | 0.266 | 0.27275 | 0.239 | 0.327
5866 | 0.042295 | 0.7496 | 0.046301 | 0.11888 | 0.26804 | 0.055204 | 0.238 | 0.049775 | 0.093412 | 0.027928 | 0.24074 | 0.391 | 0.476 | 0.41 | 0.40725 | 0.392 | 0.436
5867 | 0.044825 | 0.73367 | 0.039697 | 0.11356 | 0.25615 | 0.061488 | 0.23834 | 0.05396 | 0.097133 | 0.040398 | 0.23269 | 0.492 | 0.548 | 0.508 | 0.501 | 0.506 | 0.498
5868 | 0.044169 | 0.7053 | 0.042466 | 0.10858 | 0.23911 | 0.065907 | 0.22901 | 0.056232 | 0.09837 | 0.051912 | 0.21943 | 0.549 | 0.577 | 0.576 | 0.54725 | 0.551 | 0.513
5869 | 0.043996 | 0.67078 | 0.056601 | 0.10678 | 0.21973 | 0.069211 | 0.21511 | 0.059128 | 0.09835 | 0.062228 | 0.20283 | 0.55 | 0.564 | 0.603 | 0.54575 | 0.53 | 0.5
5870 | 0.040579 | 0.63698 | 0.073964 | 0.10446 | 0.19883 | 0.071439 | 0.19679 | 0.061789 | 0.095795 | 0.066109 | 0.18384 | 0.425 | 0.517 | 0.582 | 0.488 | 0.489 | 0.456
5871 | 0.033439 | 0.61163 | 0.092345 | 0.10218 | 0.18076 | 0.071672 | 0.17565 | 0.064741 | 0.092211 | 0.066616 | 0.16581 | 0.285 | 0.448 | 0.531 | 0.4155 | 0.466 | 0.38
5872 | 0.026533 | 0.59085 | 0.1061 | 0.098894 | 0.16405 | 0.064859 | 0.1517 | 0.066723 | 0.086063 | 0.062431 | 0.15024 | 0.272 | 0.347 | 0.438 | 0.3585 | 0.411 | 0.313
5873 | 0.021057 | 0.58083 | 0.11143 | 0.094183 | 0.15006 | 0.055179 | 0.12876 | 0.069545 | 0.079177 | 0.054398 | 0.13759 | 0.221 | 0.222 | 0.312 | 0.26225 | 0.286 | 0.23
5874 | 0.018224 | 0.57945 | 0.11612 | 0.090254 | 0.13642 | 0.045805 | 0.099812 | 0.074832 | 0.073065 | 0.047077 | 0.12455 | 0.122 | 0.098 | 0.17 | 0.14125 | 0.145 | 0.128
5875 | 0.016125 | 0.58053 | 0.15293 | 0.098589 | 0.12671 | 0.039532 | 0.077878 | 0.085646 | 0.07134 | 0.044965 | 0.11522 | 0.044 | 0.017 | 0.051 | 0.04425 | 0.043 | 0.039
5876 | 0.012196 | 0.57146 | 0.24194 | 0.12553 | 0.12244 | 0.039207 | 0.072961 | 0.11291 | 0.079927 | 0.050279 | 0.11732 | 0 | 0 | 0.002 | 0.0005 | 0 | 0
5877 | 0.007113 | 0.55805 | 0.37824 | 0.16312 | 0.104 | 0.033018 | 0.071124 | 0.12843 | 0.080267 | 0.047747 | 0.11188 | 0 | 0 | 0 | 0 | 0 | 0
5878 | 0.003635 | 0.54896 | 0.49898 | 0.1947 | 0.081469 | 0.024019 | 0.068457 | 0.12224 | 0.070886 | 0.036709 | 0.10058 | 0 | 0 | 0 | 0 | 0 | 0
5879 | 0.002559 | 0.53366 | 0.52649 | 0.19908 | 0.068197 | 0.013507 | 0.066555 | 0.11052 | 0.059818 | 0.023366 | 0.091882 | 0 | 0 | 0 | 0 | 0 | 0
5880 | 0.003779 | 0.51557 | 0.49461 | 0.18774 | 0.064819 | 0.004777 | 0.06591 | 0.1008 | 0.051567 | 0.01361 | 0.087083 | 0 | 0 | 0 | 0 | 0 | 0
5881 | 0.009402 | 0.5016 | 0.44929 | 0.17553 | 0.067891 | 0.002493 | 0.066006 | 0.093334 | 0.04752 | 0.008076 | 0.086178 | 0 | 0 | 0 | 0 | 0 | 0
5882 | 0.022132 | 0.49447 | 0.42446 | 0.17575 | 0.080666 | 0.005034 | 0.065919 | 0.089917 | 0.04752 | 0.005335 | 0.089795 | 0 | 0 | 0 | 0 | 0 | 0
5883 | 0.039839 | 0.49424 | 0.42009 | 0.18596 | 0.097966 | 0.012005 | 0.064951 | 0.091521 | 0.051465 | 0.004018 | 0.098316 | 0 | 0 | 0 | 0 | 0 | 0
5884 | 0.05524 | 0.48814 | 0.42009 | 0.19632 | 0.11364 | 0.026195 | 0.061408 | 0.09424 | 0.058029 | 0.00297 | 0.10871 | 0 | 0 | 0 | 0 | 0 | 0
5885 | 0.06823 | 0.48136 | 0.37824 | 0.19244 | 0.13085 | 0.045127 | 0.056215 | 0.093258 | 0.064992 | 0.000935 | 0.12065 | 0 | 0 | 0 | 0 | 0 | 0
5886 | 0.081305 | 0.47878 | 0.28925 | 0.17534 | 0.15548 | 0.065169 | 0.0541 | 0.089832 | 0.073219 | 0.000284 | 0.13759 | 0 | 0 | 0 | 0 | 0 | 0
5887 | 0.094838 | 0.48243 | 0.24913 | 0.17361 | 0.17684 | 0.083454 | 0.041706 | 0.090988 | 0.081829 | 0.001377 | 0.1515 | 0.014 | 0.038 | 0.01 | 0.0165 | 0.004 | 0.038
5888 | 0.11259 | 0.49859 | 0.17605 | 0.15337 | 0.17146 | 0.06166 | 0.028448 | 0.068574 | 0.06716 | 0.005907 | 0.1325 | 0.102 | 0.132 | 0.1 | 0.1145 | 0.084 | 0.172
5889 | 0.12818 | 0.51788 | 0.1258 | 0.14615 | 0.18447 | 0.060882 | 0.036426 | 0.060831 | 0.074157 | 0.027665 | 0.14725 | 0.258 | 0.248 | 0.236 | 0.2595 | 0.227 | 0.317
5890 | 0.13916 | 0.53175 | 0.11691 | 0.15189 | 0.19961 | 0.082686 | 0.045634 | 0.070232 | 0.096362 | 0.060954 | 0.17158 | 0.404 | 0.353 | 0.369 | 0.3945 | 0.396 | 0.409
5891 | 0.14909 | 0.53734 | 0.10913 | 0.15477 | 0.2061 | 0.10688 | 0.052879 | 0.074606 | 0.11308 | 0.085567 | 0.18527 | 0.504 | 0.428 | 0.478 | 0.4895 | 0.511 | 0.465
5892 | 0.15429 | 0.53232 | 0.10837 | 0.15676 | 0.20763 | 0.12599 | 0.055587 | 0.081147 | 0.12624 | 0.10739 | 0.19042 | 0.568 | 0.444 | 0.551 | 0.55175 | 0.603 | 0.485
5893 | 0.15055 | 0.51263 | 0.11691 | 0.15842 | 0.20781 | 0.14139 | 0.055921 | 0.0903 | 0.13721 | 0.12933 | 0.1878 | 0.578 | 0.425 | 0.583 | 0.571 | 0.659 | 0.464
5894 | 0.14431 | 0.47784 | 0.13336 | 0.16016 | 0.20281 | 0.14996 | 0.054019 | 0.10172 | 0.14263 | 0.14128 | 0.17754 | 0.527 | 0.379 | 0.571 | 0.541 | 0.668 | 0.398
5895 | 0.13317 | 0.44189 | 0.15109 | 0.15843 | 0.19104 | 0.15341 | 0.05053 | 0.11433 | 0.14515 | 0.14798 | 0.16487 | 0.426 | 0.321 | 0.524 | 0.47275 | 0.633 | 0.308
5896 | 0.11641 | 0.42146 | 0.16911 | 0.15497 | 0.17937 | 0.15122 | 0.046342 | 0.12669 | 0.14462 | 0.14788 | 0.1527 | 0.305 | 0.244 | 0.44 | 0.3735 | 0.548 | 0.201
5897 | 0.099478 | 0.43309 | 0.19355 | 0.15693 | 0.17775 | 0.13542 | 0.043747 | 0.13856 | 0.14141 | 0.14769 | 0.14397 | 0.201 | 0.165 | 0.321 | 0.26125 | 0.41 | 0.113
5898 | 0.081311 | 0.46761 | 0.22556 | 0.1662 | 0.19172 | 0.10505 | 0.03831 | 0.14386 | 0.13285 | 0.1476 | 0.13488 | 0.107 | 0.079 | 0.177 | 0.14475 | 0.239 | 0.056
5899 | 0.071337 | 0.50791 | 0.27135 | 0.19004 | 0.22742 | 0.083856 | 0.036181 | 0.14163 | 0.12341 | 0.12894 | 0.13921 | 0.033 | 0.013 | 0.053 | 0.0385 | 0.051 | 0.017
5900 | 0.070899 | 0.5385 | 0.31435 | 0.22162 | 0.2796 | 0.08496 | 0.041624 | 0.16211 | 0.13478 | 0.12692 | 0.16513 | 0 | 0 | 0.001 | 0.00025 | 0 | 0
5901 | 0.076504 | 0.56442 | 0.31974 | 0.24507 | 0.33897 | 0.081933 | 0.04498 | 0.16822 | 0.13696 | 0.10479 | 0.19289 | 0 | 0 | 0 | 0 | 0 | 0
5902 | 0.09124 | 0.58271 | 0.26883 | 0.25446 | 0.40332 | 0.079466 | 0.047753 | 0.15469 | 0.13478 | 0.082637 | 0.22233 | 0 | 0 | 0 | 0 | 0 | 0
5903 | 0.11848 | 0.58452 | 0.20211 | 0.25854 | 0.45504 | 0.086288 | 0.051516 | 0.13724 | 0.13564 | 0.067458 | 0.25157 | 0 | 0 | 0 | 0 | 0 | 0
5904 | 0.14799 | 0.56828 | 0.15109 | 0.25754 | 0.47355 | 0.10372 | 0.058019 | 0.12356 | 0.14167 | 0.068167 | 0.27125 | 0 | 0 | 0 | 0 | 0 | 0
5905 | 0.1742 | 0.54173 | 0.13081 | 0.26081 | 0.47743 | 0.12848 | 0.069441 | 0.11325 | 0.1528 | 0.082326 | 0.28714 | 0 | 0 | 0 | 0 | 0 | 0
5906 | 0.20059 | 0.52399 | 0.14563 | 0.27611 | 0.48211 | 0.15739 | 0.086632 | 0.10583 | 0.17003 | 0.10575 | 0.31117 | 0 | 0 | 0 | 0 | 0 | 0
5907 | 0.2229 | 0.50491 | 0.18212 | 0.29693 | 0.48577 | 0.18301 | 0.10508 | 0.10207 | 0.18296 | 0.1168 | 0.32996 | 0 | 0 | 0 | 0 | 0 | 0
5908 | 0.25049 | 0.48353 | 0.20867 | 0.32376 | 0.51214 | 0.19591 | 0.11925 | 0.099331 | 0.18832 | 0.10918 | 0.34886 | 0 | 0 | 0 | 0 | 0 | 0
5909 | 0.28137 | 0.46445 | 0.21534 | 0.344 | 0.5353 | 0.18571 | 0.12428 | 0.092297 | 0.17965 | 0.091054 | 0.34953 | 0 | 0 | 0 | 0 | 0 | 0
5910 | 0.31542 | 0.45846 | 0.20977 | 0.36779 | 0.57818 | 0.17544 | 0.12514 | 0.085078 | 0.17451 | 0.074453 | 0.36308 | 0 | 0 | 0 | 0 | 0 | 0
5911 | 0.35183 | 0.45405 | 0.20977 | 0.39442 | 0.62167 | 0.16439 | 0.10387 | 0.078427 | 0.16629 | 0.054635 | 0.36772 | 0.01 | 0.056 | 0.015 | 0.013 | 0.008 | 0.019
5912 | 0.38194 | 0.43858 | 0.1403 | 0.39647 | 0.66718 | 0.12611 | 0.092876 | 0.055651 | 0.15451 | 0.053347 | 0.38292 | 0.086 | 0.186 | 0.121 | 0.09875 | 0.08 | 0.108
5913 | 0.41236 | 0.41444 | 0.13422 | 0.4176 | 0.70621 | 0.13979 | 0.13198 | 0.054397 | 0.17935 | 0.10423 | 0.41898 | 0.227 | 0.336 | 0.268 | 0.2395 | 0.227 | 0.236
5914 | 0.42912 | 0.38955 | 0.12913 | 0.4383 | 0.75664 | 0.1901 | 0.16887 | 0.067822 | 0.22593 | 0.1454 | 0.50041 | 0.378 | 0.455 | 0.404 | 0.38925 | 0.402 | 0.373
5915 | 0.44599 | 0.36752 | 0.10238 | 0.44308 | 0.78088 | 0.21909 | 0.19623 | 0.076032 | 0.25612 | 0.17515 | 0.55422 | 0.482 | 0.528 | 0.502 | 0.49475 | 0.521 | 0.474
5916 | 0.46698 | 0.34011 | 0.086198 | 0.44825 | 0.79158 | 0.23462 | 0.22172 | 0.079382 | 0.26952 | 0.18005 | 0.58402 | 0.526 | 0.56 | 0.539 | 0.52925 | 0.57 | 0.482
5917 | 0.47497 | 0.3029 | 0.088221 | 0.45052 | 0.78836 | 0.24886 | 0.24638 | 0.083422 | 0.27689 | 0.17467 | 0.60061 | 0.551 | 0.556 | 0.563 | 0.54025 | 0.576 | 0.471
5918 | 0.47229 | 0.24236 | 0.10386 | 0.44714 | 0.76527 | 0.26309 | 0.26812 | 0.090103 | 0.28413 | 0.18841 | 0.59491 | 0.505 | 0.523 | 0.556 | 0.51475 | 0.58 | 0.418
5919 | 0.46894 | 0.1767 | 0.14295 | 0.45153 | 0.7427 | 0.27541 | 0.28414 | 0.099004 | 0.29177 | 0.21166 | 0.581 | 0.454 | 0.457 | 0.501 | 0.467 | 0.565 | 0.348
5920 | 0.4634 | 0.12024 | 0.19567 | 0.45503 | 0.70603 | 0.28512 | 0.28772 | 0.10928 | 0.28198 | 0.21965 | 0.51385 | 0.379 | 0.353 | 0.418 | 0.369 | 0.444 | 0.235
5921 | 0.44583 | 0.096619 | 0.22902 | 0.44947 | 0.67356 | 0.29302 | 0.2835 | 0.11913 | 0.26874 | 0.21965 | 0.44316 | 0.283 | 0.226 | 0.294 | 0.2465 | 0.263 | 0.146
5922 | 0.43783 | 0.11021 | 0.2372 | 0.43998 | 0.64493 | 0.28282 | 0.25741 | 0.12663 | 0.25038 | 0.20963 | 0.38245 | 0.126 | 0.099 | 0.159 | 0.125 | 0.144 | 0.071
5923 | 0.46149 | 0.16306 | 0.2372 | 0.44101 | 0.62433 | 0.24318 | 0.23732 | 0.12937 | 0.22576 | 0.18566 | 0.34481 | 0.036 | 0.016 | 0.047 | 0.036 | 0.045 | 0.016
5924 | 0.47325 | 0.2582 | 0.28151 | 0.45885 | 0.62178 | 0.2506 | 0.2396 | 0.15241 | 0.23899 | 0.21869 | 0.33428 | 0 | 0 | 0.001 | 0.00025 | 0 | 0
5925 | 0.45772 | 0.36813 | 0.34443 | 0.47109 | 0.61112 | 0.26079 | 0.24703 | 0.16468 | 0.25187 | 0.24144 | 0.34058 | 0 | 0 | 0 | 0 | 0 | 0
5926 | 0.41609 | 0.47924 | 0.40557 | 0.47162 | 0.59319 | 0.24689 | 0.25805 | 0.16073 | 0.24984 | 0.24104 | 0.35071 | 0 | 0 | 0 | 0 | 0 | 0
5927 | 0.37221 | 0.59278 | 0.40847 | 0.44993 | 0.5691 | 0.24675 | 0.26356 | 0.15691 | 0.25017 | 0.23199 | 0.36502 | 0 | 0 | 0 | 0 | 0 | 0
5928 | 0.33324 | 0.64699 | 0.38396 | 0.41763 | 0.53568 | 0.24416 | 0.27055 | 0.15282 | 0.24673 | 0.2298 | 0.36013 | 0 | 0 | 0 | 0 | 0 | 0
5929 | 0.29416 | 0.63563 | 0.357 | 0.3811 | 0.49216 | 0.22549 | 0.28381 | 0.1471 | 0.23155 | 0.21669 | 0.33691 | 0 | 0 | 0 | 0 | 0 | 0
5930 | 0.24265 | 0.61386 | 0.33475 | 0.34425 | 0.45536 | 0.21085 | 0.29601 | 0.13908 | 0.21178 | 0.1801 | 0.31709 | 0 | 0 | 0 | 0 | 0 | 0
5931 | 0.20883 | 0.59876 | 0.29971 | 0.31363 | 0.43234 | 0.20114 | 0.31177 | 0.12673 | 0.19739 | 0.15568 | 0.30601 | 0 | 0 | 0 | 0 | 0 | 0
5932 | 0.19228 | 0.60482 | 0.26509 | 0.29069 | 0.41469 | 0.19024 | 0.3086 | 0.11526 | 0.18764 | 0.13968 | 0.30537 | 0 | 0 | 0 | 0 | 0 | 0
5933 | 0.18888 | 0.6399 | 0.23018 | 0.27894 | 0.41776 | 0.17516 | 0.31567 | 0.10626 | 0.17504 | 0.11101 | 0.30773 | 0 | 0 | 0 | 0 | 0 | 0
5934 | 0.19388 | 0.67554 | 0.20103 | 0.27653 | 0.43469 | 0.16988 | 0.32385 | 0.098797 | 0.1743 | 0.11406 | 0.31445 | 0 | 0 | 0 | 0 | 0 | 0
5935 | 0.20223 | 0.70473 | 0.17907 | 0.27946 | 0.45707 | 0.16363 | 0.31029 | 0.090826 | 0.17362 | 0.11714 | 0.32288 | 0.006 | 0.037 | 0.012 | 0.00925 | 0.006 | 0.013
5936 | 0.20158 | 0.75334 | 0.13508 | 0.26826 | 0.46812 | 0.12748 | 0.32812 | 0.068601 | 0.15581 | 0.1024 | 0.32476 | 0.068 | 0.129 | 0.121 | 0.081 | 0.058 | 0.077
5937 | 0.19759 | 0.79982 | 0.089584 | 0.26129 | 0.49668 | 0.12758 | 0.40034 | 0.071436 | 0.16638 | 0.13132 | 0.3352 | 0.159 | 0.242 | 0.284 | 0.1845 | 0.152 | 0.143
5938 | 0.20215 | 0.81557 | 0.077088 | 0.27592 | 0.54853 | 0.16812 | 0.46345 | 0.087856 | 0.20092 | 0.16756 | 0.38014 | 0.288 | 0.36 | 0.433 | 0.326 | 0.331 | 0.252
5939 | 0.20935 | 0.81964 | 0.04061 | 0.26933 | 0.55804 | 0.18952 | 0.50813 | 0.10037 | 0.22215 | 0.18303 | 0.41569 | 0.401 | 0.46 | 0.54 | 0.4465 | 0.491 | 0.354
5940 | 0.26072 | 0.83191 | 0.024643 | 0.2688 | 0.52103 | 0.21334 | 0.54326 | 0.11972 | 0.24333 | 0.22995 | 0.4103 | 0.464 | 0.494 | 0.603 | 0.5215 | 0.619 | 0.4
5941 | 0.35155 | 0.85445 | 0.034854 | 0.30247 | 0.521 | 0.2441 | 0.57295 | 0.14695 | 0.27647 | 0.2978 | 0.41705 | 0.468 | 0.479 | 0.627 | 0.5415 | 0.671 | 0.4
5942 | 0.40066 | 0.88338 | 0.063839 | 0.3441 | 0.5678 | 0.27627 | 0.60306 | 0.17442 | 0.31198 | 0.35216 | 0.44505 | 0.386 | 0.447 | 0.611 | 0.52125 | 0.669 | 0.419
5943 | 0.43429 | 0.9027 | 0.097289 | 0.38472 | 0.62259 | 0.30685 | 0.62359 | 0.19429 | 0.34546 | 0.39287 | 0.48783 | 0.306 | 0.389 | 0.556 | 0.4745 | 0.619 | 0.417
5944 | 0.47447 | 0.91568 | 0.1185 | 0.41958 | 0.66577 | 0.33576 | 0.62465 | 0.20462 | 0.37193 | 0.41995 | 0.52737 | 0.236 | 0.291 | 0.464 | 0.3885 | 0.503 | 0.351
5945 | 0.51514 | 0.9257 | 0.12498 | 0.44614 | 0.6983 | 0.3574 | 0.5933 | 0.21188 | 0.38706 | 0.43092 | 0.54805 | 0.181 | 0.185 | 0.331 | 0.2535 | 0.279 | 0.223
5946 | 0.55929 | 0.93332 | 0.12829 | 0.46684 | 0.71295 | 0.31354 | 0.50593 | 0.20725 | 0.35305 | 0.35529 | 0.53612 | 0.075 | 0.075 | 0.178 | 0.10425 | 0.068 | 0.096
5947 | 0.58772 | 0.94 | 0.15293 | 0.48907 | 0.72657 | 0.28079 | 0.45281 | 0.18819 | 0.31195 | 0.25387 | 0.52495 | 0.025 | 0.01 | 0.053 | 0.03025 | 0.017 | 0.026
5948 | 0.60473 | 0.94592 | 0.21759 | 0.5254 | 0.75387 | 0.29667 | 0.44724 | 0.20037 | 0.32306 | 0.25329 | 0.54192 | 0 | 0 | 0.001 | 0.00025 | 0 | 0
5949 | 0.61254 | 0.94752 | 0.25156 | 0.54338 | 0.76605 | 0.28506 | 0.43953 | 0.21136 | 0.32683 | 0.27323 | 0.53769 | 0 | 0 | 0 | 0 | 0 | 0
5950 | 0.59678 | 0.94537 | 0.26758 | 0.54395 | 0.76747 | 0.28215 | 0.43684 | 0.20663 | 0.31657 | 0.24124 | 0.53627 | 0 | 0 | 0 | 0 | 0 | 0
5951 | 0.56073 | 0.94104 | 0.27514 | 0.53194 | 0.75994 | 0.28346 | 0.44489 | 0.19451 | 0.3066 | 0.20608 | 0.54234 | 0 | 0 | 0 | 0 | 0 | 0
5952 | 0.52527 | 0.9326 | 0.29577 | 0.52346 | 0.74935 | 0.27635 | 0.46235 | 0.1824 | 0.29861 | 0.19488 | 0.54082 | 0 | 0 | 0 | 0 | 0 | 0
5953 | 0.5073 | 0.92636 | 0.32245 | 0.52268 | 0.7383 | 0.27326 | 0.47385 | 0.1738 | 0.29206 | 0.18386 | 0.53734 | 0 | 0 | 0 | 0 | 0 | 0
5954 | 0.50268 | 0.92495 | 0.3375 | 0.52118 | 0.72336 | 0.27313 | 0.48687 | 0.16754 | 0.28312 | 0.15952 | 0.5323 | 0 | 0 | 0 | 0 | 0 | 0
5955 | 0.50977 | 0.92034 | 0.33063 | 0.51964 | 0.71851 | 0.27276 | 0.50389 | 0.1634 | 0.28129 | 0.1503 | 0.5387 | 0 | 0 | 0 | 0 | 0 | 0
5956 | 0.52986 | 0.91065 | 0.31974 | 0.52008 | 0.71064 | 0.27803 | 0.5104 | 0.16209 | 0.27822 | 0.13822 | 0.53453 | 0 | 0 | 0 | 0 | 0 | 0
5957 | 0.54149 | 0.89481 | 0.31704 | 0.51615 | 0.68991 | 0.2696 | 0.5203 | 0.16194 | 0.26828 | 0.12233 | 0.51925 | 0 | 0 | 0 | 0 | 0 | 0
5958 | 0.5436 | 0.87387 | 0.30899 | 0.5065 | 0.6669 | 0.26007 | 0.5295 | 0.16035 | 0.25758 | 0.10864 | 0.50126 | 0 | 0 | 0 | 0 | 0 | 0
5959 | 0.5235 | 0.85699 | 0.31167 | 0.49201 | 0.64087 | 0.25454 | 0.53481 | 0.15654 | 0.2588 | 0.14798 | 0.47612 | 0.004 | 0.025 | 0.01 | 0.00725 | 0.004 | 0.011
5960 | 0.48417 | 0.84044 | 0.24672 | 0.44752 | 0.61165 | 0.21458 | 0.55499 | 0.12597 | 0.23893 | 0.17183 | 0.44334 | 0.057 | 0.112 | 0.113 | 0.078 | 0.068 | 0.074
5961 | 0.43348 | 0.82276 | 0.18831 | 0.39505 | 0.56336 | 0.19738 | 0.61343 | 0.14044 | 0.24537 | 0.22909 | 0.41458 | 0.151 | 0.235 | 0.278 | 0.199 | 0.207 | 0.16
5962 | 0.38318 | 0.80448 | 0.19674 | 0.36946 | 0.52846 | 0.24279 | 0.66639 | 0.16175 | 0.27914 | 0.28996 | 0.42207 | 0.309 | 0.346 | 0.434 | 0.34675 | 0.391 | 0.253
5963 | 0.3443 | 0.78831 | 0.17505 | 0.34362 | 0.51152 | 0.23121 | 0.68414 | 0.14164 | 0.26732 | 0.2795 | 0.41692 | 0.375 | 0.449 | 0.548 | 0.43175 | 0.502 | 0.302
5964 | 0.31837 | 0.77541 | 0.14653 | 0.31867 | 0.49112 | 0.21933 | 0.67922 | 0.12477 | 0.2494 | 0.25208 | 0.40143 | 0.352 | 0.483 | 0.615 | 0.449 | 0.502 | 0.327
5965 | 0.29369 | 0.76633 | 0.12091 | 0.29681 | 0.47582 | 0.22153 | 0.67061 | 0.12013 | 0.24225 | 0.23623 | 0.39111 | 0.381 | 0.493 | 0.646 | 0.4765 | 0.569 | 0.31
5966 | 0.27034 | 0.75878 | 0.1099 | 0.28095 | 0.46261 | 0.23131 | 0.66202 | 0.12355 | 0.24213 | 0.22921 | 0.38445 | 0.373 | 0.456 | 0.633 | 0.4675 | 0.583 | 0.281
5967 | 0.24312 | 0.74331 | 0.11298 | 0.26715 | 0.44536 | 0.24366 | 0.65116 | 0.13135 | 0.24661 | 0.23605 | 0.37538 | 0.309 | 0.394 | 0.584 | 0.41925 | 0.538 | 0.246
5968 | 0.21356 | 0.72124 | 0.13854 | 0.25926 | 0.42566 | 0.24904 | 0.62779 | 0.14227 | 0.25134 | 0.25728 | 0.35677 | 0.268 | 0.306 | 0.492 | 0.35825 | 0.462 | 0.211
5969 | 0.17388 | 0.69421 | 0.20211 | 0.26375 | 0.41525 | 0.24085 | 0.57428 | 0.15474 | 0.25232 | 0.28784 | 0.32583 | 0.188 | 0.191 | 0.363 | 0.254 | 0.322 | 0.143
5970 | 0.1344 | 0.66373 | 0.29055 | 0.28526 | 0.43081 | 0.20487 | 0.5051 | 0.16443 | 0.23815 | 0.29291 | 0.2904 | 0.107 | 0.085 | 0.21 | 0.133 | 0.141 | 0.074
5971 | 0.1102 | 0.63103 | 0.38253 | 0.32013 | 0.46768 | 0.16564 | 0.459 | 0.1662 | 0.21427 | 0.25521 | 0.27005 | 0.033 | 0.011 | 0.068 | 0.03825 | 0.031 | 0.021
5972 | 0.097633 | 0.61044 | 0.54368 | 0.38053 | 0.50028 | 0.17729 | 0.43126 | 0.19905 | 0.23308 | 0.27291 | 0.28307 | 0 | 0 | 0.001 | 0.00025 | 0 | 0
5973 | 0.08842 | 0.58379 | 0.66067 | 0.41989 | 0.51057 | 0.18144 | 0.39521 | 0.21854 | 0.24176 | 0.27393 | 0.29314 | 0 | 0 | 0 | 0 | 0 | 0
5974 | 0.089102 | 0.55607 | 0.67781 | 0.42522 | 0.50876 | 0.17431 | 0.35044 | 0.20966 | 0.23384 | 0.25461 | 0.2968 | 0 | 0 | 0 | 0 | 0 | 0
5975 | 0.1058 | 0.52547 | 0.67297 | 0.43065 | 0.51317 | 0.1712 | 0.30439 | 0.1998 | 0.22745 | 0.23517 | 0.30363 | 0 | 0 | 0 | 0 | 0 | 0
5976 | 0.13228 | 0.49282 | 0.63138 | 0.42719 | 0.51791 | 0.17181 | 0.26545 | 0.19167 | 0.21965 | 0.21559 | 0.29951 | 0 | 0 | 0 | 0 | 0 | 0
5977 | 0.16372 | 0.45989 | 0.58991 | 0.42302 | 0.51542 | 0.17091 | 0.23544 | 0.18269 | 0.21163 | 0.1996 | 0.29333 | 0 | 0 | 0 | 0 | 0 | 0
5978 | 0.19531 | 0.42967 | 0.56912 | 0.42515 | 0.51102 | 0.17082 | 0.21425 | 0.17297 | 0.19895 | 0.16181 | 0.29019 | 0 | 0 | 0 | 0 | 0 | 0
5979 | 0.22612 | 0.4085 | 0.54225 | 0.42966 | 0.52062 | 0.1833 | 0.20048 | 0.16512 | 0.19591 | 0.13668 | 0.29856 | 0 | 0 | 0 | 0 | 0 | 0
5980 | 0.25394 | 0.38585 | 0.51783 | 0.42645 | 0.50756 | 0.19106 | 0.19064 | 0.15855 | 0.19541 | 0.12881 | 0.30321 | 0 | 0 | 0 | 0 | 0 | 0
5981 | 0.2798 | 0.3581 | 0.5135 | 0.41929 | 0.46459 | 0.19657 | 0.1829 | 0.15016 | 0.19014 | 0.13665 | 0.27718 | 0 | 0 | 0 | 0 | 0 | 0
5982 | 0.29972 | 0.33035 | 0.51639 | 0.41689 | 0.43455 | 0.19073 | 0.17573 | 0.14024 | 0.18825 | 0.16339 | 0.25865 | 0 | 0 | 0 | 0 | 0 | 0
5983 | 0.30892 | 0.30571 | 0.5135 | 0.41096 | 0.41048 | 0.18062 | 0.15849 | 0.12975 | 0.18147 | 0.17117 | 0.24433 | 0.005 | 0.032 | 0.011 | 0.00775 | 0.004 | 0.011
5984 | 0.30131 | 0.27787 | 0.3854 | 0.35054 | 0.36493 | 0.12956 | 0.13074 | 0.093457 | 0.14759 | 0.16138 | 0.20596 | 0.064 | 0.115 | 0.124 | 0.08075 | 0.051 | 0.084
5985 | 0.284 | 0.2511 | 0.27896 | 0.30154 | 0.34165 | 0.1116 | 0.14278 | 0.087855 | 0.13833 | 0.16036 | 0.19352 | 0.15 | 0.218 | 0.295 | 0.19525 | 0.131 | 0.205
5986 | 0.26807 | 0.22345 | 0.49316 | 0.36738 | 0.34093 | 0.13004 | 0.15671 | 0.1238 | 0.15689 | 0.16817 | 0.20555 | 0.24 | 0.331 | 0.444 | 0.31975 | 0.226 | 0.369
5987 | 0.25631 | 0.20084 | 0.4654 | 0.34401 | 0.31034 | 0.13286 | 0.15854 | 0.12974 | 0.15847 | 0.17694 | 0.19433 | 0.304 | 0.408 | 0.559 | 0.38875 | 0.303 | 0.389
5988 | 0.24707 | 0.18659 | 0.45368 | 0.32557 | 0.27597 | 0.13267 | 0.15367 | 0.13018 | 0.1522 | 0.16558 | 0.18039 | 0.385 | 0.455 | 0.63 | 0.44875 | 0.394 | 0.386
5989 | 0.24659 | 0.17915 | 0.4654 | 0.32336 | 0.25808 | 0.14034 | 0.15222 | 0.13693 | 0.15143 | 0.15676 | 0.17167 | 0.484 | 0.497 | 0.657 | 0.52475 | 0.544 | 0.414
5990 | 0.25713 | 0.17998 | 0.48878 | 0.3333 | 0.25397 | 0.15054 | 0.15486 | 0.14838 | 0.15777 | 0.16213 | 0.17004 | 0.471 | 0.507 | 0.644 | 0.53825 | 0.626 | 0.412
5991 | 0.27094 | 0.19148 | 0.52361 | 0.35 | 0.25544 | 0.15943 | 0.15779 | 0.16148 | 0.16331 | 0.16024 | 0.17209 | 0.377 | 0.467 | 0.584 | 0.478 | 0.587 | 0.364
5992 | 0.28282 | 0.21277 | 0.55645 | 0.36372 | 0.25188 | 0.16175 | 0.1573 | 0.17411 | 0.16607 | 0.15438 | 0.17401 | 0.314 | 0.373 | 0.482 | 0.3705 | 0.404 | 0.282
5993 | 0.28754 | 0.24381 | 0.58578 | 0.37468 | 0.25072 | 0.16317 | 0.15243 | 0.18689 | 0.16857 | 0.14595 | 0.17825 | 0.214 | 0.247 | 0.349 | 0.2485 | 0.233 | 0.198
5994 | 0.28742 | 0.27644 | 0.5981 | 0.37585 | 0.24203 | 0.15529 | 0.12738 | 0.19322 | 0.16187 | 0.1261 | 0.17286 | 0.112 | 0.105 | 0.197 | 0.1265 | 0.105 | 0.092
5995 | 0.27558 | 0.29653 | 0.59401 | 0.37262 | 0.24826 | 0.14866 | 0.12503 | 0.18948 | 0.15784 | 0.12106 | 0.17215 | 0.027 | 0.013 | 0.062 | 0.0325 | 0.023 | 0.018
5996 | 0.26156 | 0.3041 | 0.69556 | 0.40731 | 0.26482 | 0.17868 | 0.13656 | 0.22542 | 0.1879 | 0.16122 | 0.18629 | 0 | 0 | 0.001 | 0.00025 | 0 | 0
5997 | 0.23762 | 0.30571 | 0.75586 | 0.4177 | 0.25961 | 0.18837 | 0.12408 | 0.2502 | 0.19914 | 0.17468 | 0.18332 | 0 | 0 | 0 | 0 | 0 | 0
5998 | 0.20186 | 0.30334 | 0.70588 | 0.38544 | 0.24857 | 0.17459 | 0.10563 | 0.24523 | 0.19157 | 0.17217 | 0.17429 | 0 | 0 | 0 | 0 | 0 | 0
5999 | 0.17687 | 0.28981 | 0.68141 | 0.36652 | 0.24129 | 0.15847 | 0.09249 | 0.24488 | 0.18322 | 0.16253 | 0.16701 | 0 | 0 | 0 | 0 | 0 | 0
6000 | 0.15473 | 0.27408 | 0.64429 | 0.34522 | 0.23664 | 0.15102 | 0.083405 | 0.24748 | 0.17971 | 0.1584 | 0.16195 | 0 | 0 | 0 | 0 | 0 | 0
6001 | 0.13336 | 0.2595 | 0.61956 | 0.32495 | 0.22193 | 0.139 | 0.07755 | 0.24644 | 0.17287 | 0.15154 | 0.15449 | 0 | 0 | 0 | 0 | 0 | 0
6002 | 0.11861 | 0.24943 | 0.61024 | 0.31094 | 0.20398 | 0.12718 | 0.075578 | 0.2417 | 0.1661 | 0.14892 | 0.14661 | 0 | 0 | 0 | 0 | 0 | 0
6003 | 0.10827 | 0.25939 | 0.61691 | 0.30667 | 0.19482 | 0.1154 | 0.076413 | 0.23722 | 0.16077 | 0.14821 | 0.14226 | 0 | 0 | 0 | 0 | 0 | 0
6004 | 0.10535 | 0.27951 | 0.61425 | 0.30441 | 0.19362 | 0.10379 | 0.079597 | 0.23216 | 0.15569 | 0.1411 | 0.14573 | 0 | 0 | 0 | 0 | 0 | 0
6005 | 0.10084 | 0.28105 | 0.59946 | 0.29587 | 0.18732 | 0.093259 | 0.082393 | 0.22277 | 0.14847 | 0.13258 | 0.14529 | 0 | 0 | 0 | 0 | 0 | 0
6006 | 0.097483 | 0.26164 | 0.58716 | 0.29042 | 0.18662 | 0.087945 | 0.084685 | 0.21223 | 0.14414 | 0.1317 | 0.14468 | 0 | 0 | 0 | 0 | 0 | 0
6007 | 0.097949 | 0.24061 | 0.58164 | 0.28459 | 0.17417 | 0.08487 | 0.068565 | 0.20016 | 0.13783 | 0.13022 | 0.13604 | 0.008 | 0.038 | 0.009 | 0.00575 | 0 | 0.006
6008 | 0.095347 | 0.21607 | 0.47271 | 0.23844 | 0.14726 | 0.053556 | 0.044713 | 0.13741 | 0.095163 | 0.079226 | 0.11046 | 0.09 | 0.153 | 0.113 | 0.084 | 0.073 | 0.06
6009 | 0.086435 | 0.18461 | 0.40413 | 0.20746 | 0.13181 | 0.046092 | 0.065665 | 0.12203 | 0.084975 | 0.070315 | 0.10146 | 0.223 | 0.301 | 0.279 | 0.2205 | 0.227 | 0.153
6010 | 0.073514 | 0.14547 | 0.47856 | 0.22259 | 0.11569 | 0.048135 | 0.070654 | 0.14367 | 0.085878 | 0.061386 | 0.090317 | 0.349 | 0.444 | 0.426 | 0.352 | 0.393 | 0.24
6011 | 0.06467 | 0.10785 | 0.49024 | 0.21836 | 0.10017 | 0.041731 | 0.065481 | 0.14732 | 0.077238 | 0.044213 | 0.075687 | 0.421 | 0.524 | 0.538 | 0.44225 | 0.523 | 0.287
6012 | 0.06495 | 0.078148 | 0.52361 | 0.22515 | 0.086902 | 0.039724 | 0.063206 | 0.14467 | 0.071738 | 0.037991 | 0.064569 | 0.459 | 0.563 | 0.608 | 0.48225 | 0.598 | 0.264
6013 | 0.068784 | 0.056897 | 0.55645 | 0.23363 | 0.075657 | 0.040988 | 0.063584 | 0.14431 | 0.070004 | 0.039364 | 0.055357 | 0.523 | 0.583 | 0.63 | 0.519 | 0.634 | 0.289
6014 | 0.071393 | 0.043611 | 0.5747 | 0.23826 | 0.068681 | 0.042633 | 0.065729 | 0.14614 | 0.06965 | 0.041031 | 0.048794 | 0.498 | 0.558 | 0.617 | 0.518 | 0.617 | 0.34
6015 | 0.072732 | 0.035832 | 0.57887 | 0.2389 | 0.065105 | 0.045165 | 0.069229 | 0.14805 | 0.070313 | 0.043701 | 0.044333 | 0.44 | 0.493 | 0.565 | 0.486 | 0.594 | 0.345
6016 | 0.074696 | 0.032641 | 0.58026 | 0.23955 | 0.063697 | 0.047067 | 0.07137 | 0.15001 | 0.072678 | 0.051719 | 0.041913 | 0.345 | 0.384 | 0.469 | 0.402 | 0.521 | 0.273
6017 | 0.077526 | 0.032391 | 0.58164 | 0.24102 | 0.063879 | 0.049021 | 0.072536 | 0.15255 | 0.077393 | 0.065076 | 0.042919 | 0.248 | 0.238 | 0.343 | 0.2875 | 0.38 | 0.179
6018 | 0.082237 | 0.033544 | 0.56631 | 0.2387 | 0.067561 | 0.052745 | 0.066693 | 0.15333 | 0.083953 | 0.08188 | 0.047858 | 0.113 | 0.096 | 0.192 | 0.146 | 0.207 | 0.072
6019 | 0.09136 | 0.035445 | 0.50189 | 0.22227 | 0.073571 | 0.077377 | 0.073263 | 0.16818 | 0.10669 | 0.12273 | 0.058462 | 0.027 | 0.01 | 0.06 | 0.0385 | 0.055 | 0.012
6020 | 0.10417 | 0.036442 | 0.57191 | 0.25168 | 0.078947 | 0.12949 | 0.085982 | 0.24469 | 0.1644 | 0.21009 | 0.073343 | 0 | 0 | 0.001 | 0.00025 | 0 | 0
6021 | 0.11524 | 0.033349 | 0.66931 | 0.28659 | 0.075221 | 0.16477 | 0.08573 | 0.30648 | 0.20204 | 0.25937 | 0.07755 | 0 | 0 | 0 | 0 | 0 | 0
6022 | 0.11741 | 0.027828 | 0.72255 | 0.3024 | 0.067248 | 0.17394 | 0.079141 | 0.31652 | 0.20778 | 0.26654 | 0.074097 | 0 | 0 | 0 | 0 | 0 | 0
6023 | 0.11745 | 0.025232 | 0.74062 | 0.30792 | 0.065692 | 0.17474 | 0.073728 | 0.30699 | 0.20427 | 0.26283 | 0.072535 | 0 | 0 | 0 | 0 | 0 | 0
6024 | 0.12188 | 0.023772 | 0.73854 | 0.30923 | 0.067272 | 0.17905 | 0.068579 | 0.29712 | 0.20252 | 0.26141 | 0.072492 | 0 | 0 | 0 | 0 | 0 | 0
6025 | 0.13335 | 0.022368 | 0.68141 | 0.29383 | 0.066727 | 0.18514 | 0.062354 | 0.28647 | 0.20155 | 0.26467 | 0.069897 | 0 | 0 | 0 | 0 | 0 | 0
6026 | 0.14446 | 0.024874 | 0.62877 | 0.27935 | 0.064817 | 0.18635 | 0.056983 | 0.27688 | 0.19727 | 0.25966 | 0.066207 | 0 | 0 | 0 | 0 | 0 | 0
6027 | 0.15039 | 0.02848 | 0.60756 | 0.27417 | 0.064551 | 0.18339 | 0.054523 | 0.2708 | 0.19177 | 0.2486 | 0.064276 | 0 | 0 | 0 | 0 | 0 | 0
6028 | 0.14974 | 0.031893 | 0.60352 | 0.27303 | 0.065823 | 0.17746 | 0.054618 | 0.26537 | 0.18426 | 0.22887 | 0.065347 | 0 | 0 | 0 | 0 | 0 | 0
6029 | 0.13325 | 0.037414 | 0.59946 | 0.26591 | 0.065022 | 0.15846 | 0.052969 | 0.25511 | 0.16991 | 0.19972 | 0.066355 | 0 | 0 | 0 | 0 | 0 | 0
6030 | 0.11015 | 0.04342 | 0.59265 | 0.25773 | 0.070384 | 0.13844 | 0.049073 | 0.2439 | 0.15634 | 0.17041 | 0.072629 | 0 | 0 | 0 | 0 | 0 | 0
6031 | 0.097801 | 0.04357 | 0.58164 | 0.25516 | 0.086035 | 0.13113 | 0.038267 | 0.22451 | 0.14767 | 0.15079 | 0.084238 | 0.007 | 0.051 | 0.009 | 0.01125 | 0.001 | 0.028
6032 | 0.098647 | 0.045413 | 0.50334 | 0.22909 | 0.085287 | 0.084484 | 0.020667 | 0.15293 | 0.10181 | 0.10229 | 0.067547 | 0.089 | 0.188 | 0.118 | 0.11125 | 0.07 | 0.168
6033 | 0.10293 | 0.056904 | 0.37539 | 0.18996 | 0.09156 | 0.071735 | 0.037777 | 0.11195 | 0.092998 | 0.12196 | 0.066356 | 0.251 | 0.345 | 0.285 | 0.27725 | 0.229 | 0.344
6034 | 0.11082 | 0.068049 | 0.38827 | 0.20352 | 0.11148 | 0.098898 | 0.056345 | 0.15687 | 0.12745 | 0.16862 | 0.085419 | 0.406 | 0.474 | 0.433 | 0.432 | 0.399 | 0.49
6035 | 0.12016 | 0.072143 | 0.45368 | 0.23626 | 0.13493 | 0.11277 | 0.062114 | 0.17956 | 0.14357 | 0.1835 | 0.098467 | 0.522 | 0.551 | 0.545 | 0.54925 | 0.537 | 0.593
6036 | 0.1304 | 0.063308 | 0.4654 | 0.24883 | 0.1507 | 0.12275 | 0.062564 | 0.17293 | 0.1462 | 0.18373 | 0.1054 | 0.6 | 0.588 | 0.614 | 0.624 | 0.629 | 0.653
6037 | 0.13869 | 0.050376 | 0.423 | 0.23978 | 0.15766 | 0.13115 | 0.061779 | 0.1616 | 0.14467 | 0.17764 | 0.1083 | 0.639 | 0.592 | 0.64 | 0.659 | 0.689 | 0.668
6038 | 0.14875 | 0.041844 | 0.36545 | 0.22566 | 0.16277 | 0.1394 | 0.061457 | 0.15506 | 0.14375 | 0.16998 | 0.11057 | 0.638 | 0.558 | 0.623 | 0.65075 | 0.701 | 0.641
6039 | 0.1677 | 0.037898 | 0.28925 | 0.20884 | 0.16956 | 0.15017 | 0.063348 | 0.15291 | 0.14721 | 0.16927 | 0.1165 | 0.597 | 0.49 | 0.566 | 0.60025 | 0.667 | 0.571
6040 | 0.19247 | 0.036624 | 0.21646 | 0.20188 | 0.19672 | 0.16327 | 0.068956 | 0.15549 | 0.15586 | 0.1739 | 0.13076 | 0.513 | 0.385 | 0.469 | 0.5085 | 0.592 | 0.46
6041 | 0.21407 | 0.039734 | 0.15572 | 0.2025 | 0.2377 | 0.17808 | 0.08198 | 0.1608 | 0.17032 | 0.19137 | 0.151 | 0.384 | 0.249 | 0.338 | 0.375 | 0.466 | 0.312
6042 | 0.23785 | 0.048847 | 0.10837 | 0.20068 | 0.2558 | 0.18132 | 0.093454 | 0.15074 | 0.17552 | 0.20968 | 0.16033 | 0.223 | 0.111 | 0.191 | 0.215 | 0.29 | 0.156
6043 | 0.27813 | 0.065159 | 0.052359 | 0.20108 | 0.27276 | 0.23292 | 0.12739 | 0.18385 | 0.22176 | 0.28261 | 0.18766 | 0.064 | 0.016 | 0.056 | 0.0585 | 0.083 | 0.031
6044 | 0.32297 | 0.082399 | 0.015101 | 0.21791 | 0.31567 | 0.34356 | 0.1772 | 0.26941 | 0.31877 | 0.40891 | 0.25321 | 0 | 0 | 0 | 0 | 0 | 0
6045 | 0.34608 | 0.090324 | 0.009883 | 0.23813 | 0.35842 | 0.39227 | 0.19054 | 0.32245 | 0.37112 | 0.47631 | 0.29345 | 0 | 0 | 0 | 0 | 0 | 0
6046 | 0.35428 | 0.089695 | 0.029136 | 0.25072 | 0.36876 | 0.37915 | 0.18195 | 0.33076 | 0.37455 | 0.50119 | 0.2871 | 0 | 0 | 0 | 0 | 0 | 0
6047 | 0.36749 | 0.08844 | 0.070906 | 0.26861 | 0.36745 | 0.36346 | 0.16923 | 0.32645 | 0.37002 | 0.51859 | 0.27155 | 0 | 0 | 0 | 0 | 0 | 0
6048 | 0.33737 | 0.08405 | 0.13336 | 0.27286 | 0.34784 | 0.34962 | 0.15295 | 0.31383 | 0.35957 | 0.52114 | 0.25367 | 0 | 0 | 0 | 0 | 0 | 0
6049 | 0.31046 | 0.076782 | 0.21985 | 0.2921 | 0.34598 | 0.33825 | 0.13518 | 0.2969 | 0.34441 | 0.50312 | 0.23939 | 0 | 0 | 0 | 0 | 0 | 0
6050 | 0.29052 | 0.069732 | 0.28151 | 0.30346 | 0.33836 | 0.32828 | 0.12094 | 0.28007 | 0.32619 | 0.46955 | 0.22687 | 0 | 0 | 0 | 0 | 0 | 0
6051 | 0.2747 | 0.064442 | 0.32653 | 0.30822 | 0.32344 | 0.31179 | 0.11172 | 0.26166 | 0.30568 | 0.43362 | 0.21563 | 0 | 0 | 0 | 0 | 0 | 0
6052 | 0.26467 | 0.061273 | 0.34165 | 0.30487 | 0.30828 | 0.29811 | 0.10767 | 0.24461 | 0.2888 | 0.40679 | 0.20568 | 0 | 0 | 0 | 0 | 0 | 0
6053 | 0.26102 | 0.059773 | 0.332 | 0.295 | 0.29196 | 0.27955 | 0.10282 | 0.22203 | 0.26714 | 0.37142 | 0.19555 | 0 | 0 | 0 | 0 | 0 | 0
6054 | 0.26023 | 0.064492 | 0.32245 | 0.28662 | 0.27719 | 0.26606 | 0.097504 | 0.2082 | 0.25385 | 0.34928 | 0.19185 | 0 | 0 | 0 | 0 | 0 | 0
6055 | 0.26009 | 0.07405 | 0.31435 | 0.2795 | 0.26405 | 0.24936 | 0.073611 | 0.20118 | 0.24036 | 0.32842 | 0.18248 | 0.011 | 0.042 | 0.009 | 0.0105 | 0 | 0.022
6056 | 0.2679 | 0.088543 | 0.23368 | 0.23664 | 0.20835 | 0.14597 | 0.038801 | 0.14079 | 0.15582 | 0.20819 | 0.12831 | 0.104 | 0.168 | 0.106 | 0.10175 | 0.06 | 0.137
6057 | 0.25505 | 0.10772 | 0.074583 | 0.16988 | 0.18002 | 0.11015 | 0.063299 | 0.10174 | 0.13375 | 0.22087 | 0.10223 | 0.263 | 0.328 | 0.254 | 0.257 | 0.229 | 0.282
6058 | 0.25514 | 0.12612 | 0.017708 | 0.16666 | 0.22712 | 0.15155 | 0.099892 | 0.13457 | 0.18322 | 0.29769 | 0.14907 | 0.416 | 0.462 | 0.394 | 0.405 | 0.403 | 0.407
6059 | 0.2642 | 0.1389 | 0.011252 | 0.17992 | 0.26431 | 0.19831 | 0.11373 | 0.16206 | 0.22403 | 0.3483 | 0.18745 | 0.528 | 0.555 | 0.505 | 0.52075 | 0.545 | 0.505
6060 | 0.29512 | 0.13908 | 0.014825 | 0.19891 | 0.2868 | 0.21781 | 0.11148 | 0.16033 | 0.23361 | 0.3555 | 0.20082 | 0.589 | 0.598 | 0.579 | 0.598 | 0.645 | 0.579
6061 | 0.31199 | 0.13055 | 0.011973 | 0.19954 | 0.27466 | 0.20184 | 0.11054 | 0.14004 | 0.21351 | 0.32641 | 0.18578 | 0.608 | 0.591 | 0.611 | 0.633 | 0.7 | 0.613
6062 | 0.28489 | 0.12319 | 0.007798 | 0.17952 | 0.24588 | 0.17786 | 0.11647 | 0.12068 | 0.18673 | 0.28624 | 0.16217 | 0.602 | 0.538 | 0.597 | 0.62675 | 0.711 | 0.597
6063 | 0.23558 | 0.12664 | 0.008811 | 0.15742 | 0.22786 | 0.16332 | 0.13057 | 0.11073 | 0.17145 | 0.26311 | 0.14865 | 0.585 | 0.456 | 0.539 | 0.5835 | 0.678 | 0.532
6064 | 0.1953 | 0.14312 | 0.012219 | 0.14565 | 0.22942 | 0.16509 | 0.15005 | 0.11111 | 0.17292 | 0.26465 | 0.15085 | 0.519 | 0.345 | 0.445 | 0.4975 | 0.598 | 0.428
6065 | 0.18384 | 0.18392 | 0.019568 | 0.15242 | 0.25387 | 0.18502 | 0.16105 | 0.12195 | 0.19203 | 0.29148 | 0.16967 | 0.388 | 0.22 | 0.317 | 0.36675 | 0.47 | 0.292
6066 | 0.21254 | 0.24628 | 0.033586 | 0.17494 | 0.27869 | 0.20052 | 0.14912 | 0.13045 | 0.20236 | 0.29682 | 0.18166 | 0.219 | 0.093 | 0.175 | 0.20675 | 0.29 | 0.143
6067 | 0.27279 | 0.31552 | 0.078995 | 0.21892 | 0.30496 | 0.25808 | 0.17584 | 0.17547 | 0.23959 | 0.31764 | 0.20717 | 0.063 | 0.011 | 0.052 | 0.0565 | 0.087 | 0.024
6068 | 0.32167 | 0.37319 | 0.15109 | 0.27221 | 0.34386 | 0.36075 | 0.21495 | 0.25019 | 0.31827 | 0.39998 | 0.26215 | 0 | 0 | 0 | 0 | 0 | 0
6069 | 0.36918 | 0.39428 | 0.1925 | 0.30696 | 0.35921 | 0.40746 | 0.21516 | 0.28997 | 0.35626 | 0.44307 | 0.28454 | 0 | 0 | 0 | 0 | 0 | 0
6070 | 0.40846 | 0.3999 | 0.20103 | 0.31776 | 0.34378 | 0.39969 | 0.2061 | 0.29466 | 0.35126 | 0.43984 | 0.27086 | 0 | 0 | 0 | 0 | 0 | 0
6071 | 0.36707 | 0.40735 | 0.16813 | 0.28512 | 0.32016 | 0.36922 | 0.19764 | 0.28376 | 0.33281 | 0.42325 | 0.255 | 0 | 0 | 0 | 0 | 0 | 0
6072 | 0.31986 | 0.40547 | 0.12913 | 0.24963 | 0.29989 | 0.34335 | 0.18785 | 0.26463 | 0.31435 | 0.40394 | 0.24546 | 0 | 0 | 0 | 0 | 0 | 0
6073 | 0.29481 | 0.37274 | 0.1177 | 0.23137 | 0.28159 | 0.31746 | 0.17927 | 0.23982 | 0.29306 | 0.38049 | 0.23446 | 0 | 0 | 0 | 0 | 0 | 0
6074 | 0.28827 | 0.32708 | 0.12416 | 0.22631 | 0.2665 | 0.29373 | 0.16666 | 0.2121 | 0.27049 | 0.35375 | 0.22237 | 0 | 0 | 0 | 0 | 0 | 0
6075 | 0.25401 | 0.28655 | 0.13166 | 0.21431 | 0.25726 | 0.25863 | 0.15479 | 0.18717 | 0.24644 | 0.32867 | 0.21129 | 0 | 0 | 0 | 0 | 0 | 0
6076 | 0.2159 | 0.25987 | 0.12172 | 0.19606 | 0.25056 | 0.22426 | 0.14381 | 0.16729 | 0.2255 | 0.30779 | 0.20265 | 0 | 0 | 0 | 0 | 0 | 0
6077 | 0.18805 | 0.24599 | 0.086869 | 0.17302 | 0.24413 | 0.1959 | 0.138 | 0.14804 | 0.20109 | 0.26649 | 0.19392 | 0 | 0 | 0 | 0 | 0 | 0
6078 | 0.1749 | 0.24871 | 0.06557 | 0.15865 | 0.23549 | 0.17581 | 0.13018 | 0.1341 | 0.1819 | 0.23103 | 0.18668 | 0 | 0 | 0 | 0 | 0 | 0
6079 | 0.17298 | 0.26932 | 0.08028 | 0.16083 | 0.22922 | 0.1582 | 0.10752 | 0.12739 | 0.16662 | 0.20563 | 0.17526 | 0.007 | 0.033 | 0.006 | 0.0075 | 0 | 0.017
6080 | 0.17255 | 0.29103 | 0.13336 | 0.16995 | 0.20393 | 0.085884 | 0.080215 | 0.08823 | 0.10061 | 0.10321 | 0.12511 | 0.089 | 0.15 | 0.095 | 0.096 | 0.062 | 0.138
6081 | 0.15853 | 0.30719 | 0.15109 | 0.17443 | 0.21367 | 0.040142 | 0.094135 | 0.053757 | 0.067129 | 0.054721 | 0.1199 | 0.23 | 0.308 | 0.238 | 0.25325 | 0.223 | 0.322
6082 | 0.1442 | 0.33162 | 0.20211 | 0.19144 | 0.22801 | 0.041853 | 0.10852 | 0.062256 | 0.074041 | 0.063159 | 0.1289 | 0.375 | 0.434 | 0.376 | 0.40275 | 0.389 | 0.471
6083 | 0.13828 | 0.35573 | 0.28666 | 0.21858 | 0.2308 | 0.061517 | 0.11724 | 0.080526 | 0.088493 | 0.075442 | 0.13649 | 0.494 | 0.525 | 0.483 | 0.51925 | 0.52 | 0.58
6084 | 0.14967 | 0.37368 | 0.36122 | 0.23955 | 0.20777 | 0.066472 | 0.1209 | 0.086652 | 0.088255 | 0.074202 | 0.12569 | 0.578 | 0.555 | 0.549 | 0.58925 | 0.597 | 0.633
6085 | 0.1287 | 0.38652 | 0.41718 | 0.23556 | 0.1608 | 0.058192 | 0.11799 | 0.088865 | 0.077483 | 0.062679 | 0.1002 | 0.628 | 0.537 | 0.562 | 0.61825 | 0.643 | 0.64
6086 | 0.088778 | 0.36582 | 0.44782 | 0.21648 | 0.11285 | 0.045854 | 0.11323 | 0.091676 | 0.065149 | 0.047829 | 0.075238 | 0.633 | 0.491 | 0.529 | 0.60675 | 0.661 | 0.604
6087 | 0.056106 | 0.32659 | 0.45368 | 0.19584 | 0.077746 | 0.034857 | 0.1091 | 0.093909 | 0.055511 | 0.034874 | 0.058405 | 0.592 | 0.418 | 0.464 | 0.55625 | 0.636 | 0.533
6088 | 0.040312 | 0.30068 | 0.43174 | 0.17701 | 0.058971 | 0.027293 | 0.10338 | 0.093211 | 0.049311 | 0.026116 | 0.050624 | 0.507 | 0.322 | 0.369 | 0.471 | 0.582 | 0.426
6089 | 0.039571 | 0.2955 | 0.36828 | 0.15481 | 0.056562 | 0.025629 | 0.09481 | 0.091465 | 0.048053 | 0.022554 | 0.052564 | 0.366 | 0.202 | 0.254 | 0.34125 | 0.457 | 0.288
6090 | 0.049752 | 0.30677 | 0.29971 | 0.13821 | 0.065165 | 0.028731 | 0.082751 | 0.09061 | 0.050301 | 0.023386 | 0.058478 | 0.206 | 0.085 | 0.135 | 0.18875 | 0.277 | 0.137
6091 | 0.068593 | 0.31776 | 0.23956 | 0.13621 | 0.10047 | 0.041195 | 0.11259 | 0.09347 | 0.063562 | 0.031908 | 0.087676 | 0.052 | 0.008 | 0.034 | 0.046 | 0.074 | 0.024
6092 | 0.097994 | 0.34765 | 0.22786 | 0.16304 | 0.16326 | 0.081309 | 0.15593 | 0.11244 | 0.10187 | 0.066966 | 0.14677 | 0 | 0 | 0 | 0 | 0 | 0
6093 | 0.13074 | 0.35969 | 0.22556 | 0.19277 | 0.22201 | 0.15141 | 0.17349 | 0.14793 | 0.16006 | 0.1377 | 0.20322 | 0 | 0 | 0 | 0 | 0 | 0
6094 | 0.15406 | 0.3543 | 0.25644 | 0.22236 | 0.2566 | 0.22821 | 0.1737 | 0.18669 | 0.21734 | 0.22189 | 0.23259 | 0 | 0 | 0 | 0 | 0 | 0
6095 | 0.17603 | 0.33612 | 0.3375 | 0.26044 | 0.26778 | 0.28689 | 0.16642 | 0.22618 | 0.26071 | 0.28883 | 0.24095 | 0 | 0 | 0 | 0 | 0 | 0
6096 | 0.19804 | 0.30688 | 0.44051 | 0.30428 | 0.2743 | 0.32377 | 0.15289 | 0.2675 | 0.29003 | 0.32992 | 0.23893 | 0 | 0 | 0 | 0 | 0 | 0
6097 | 0.20155 | 0.28732 | 0.47856 | 0.3221 | 0.28618 | 0.33257 | 0.13986 | 0.30867 | 0.30631 | 0.3508 | 0.2332 | 0 | 0 | 0 | 0 | 0 | 0
6098 | 0.19291 | 0.2602 | 0.50915 | 0.32907 | 0.28514 | 0.31845 | 0.12733 | 0.33415 | 0.30585 | 0.35083 | 0.21998 | 0 | 0 | 0 | 0 | 0 | 0
6099 | 0.19135 | 0.22906 | 0.54652 | 0.33817 | 0.27662 | 0.30098 | 0.11493 | 0.33651 | 0.2919 | 0.32522 | 0.20489 | 0 | 0 | 0 | 0 | 0 | 0
6100 | 0.19198 | 0.20974 | 0.57887 | 0.34832 | 0.27412 | 0.28537 | 0.10384 | 0.32722 | 0.27354 | 0.283 | 0.19855 | 0 | 0 | 0 | 0 | 0 | 0
6101 | 0.2078 | 0.1983 | 0.55645 | 0.34836 | 0.28084 | 0.26074 | 0.096742 | 0.31572 | 0.25434 | 0.24381 | 0.19709 | 0 | 0 | 0 | 0 | 0 | 0
6102 | 0.2179 | 0.19993 | 0.49461 | 0.34063 | 0.30937 | 0.23513 | 0.094582 | 0.31577 | 0.24013 | 0.21178 | 0.19785 | 0 | 0 | 0 | 0 | 0 | 0
6103 | 0.23226 | 0.21939 | 0.461 | 0.33593 | 0.31451 | 0.23025 | 0.082726 | 0.29659 | 0.22853 | 0.19455 | 0.19274 | 0 | 0.027 | 0.004 | 0.00275 | 0.001 | 0.006
6104 | 0.2688 | 0.25179 | 0.49461 | 0.35183 | 0.29208 | 0.21425 | 0.044493 | 0.24634 | 0.19745 | 0.15848 | 0.17074 | 0.026 | 0.121 | 0.058 | 0.04225 | 0.042 | 0.043
6105 | 0.28984 | 0.29214 | 0.46393 | 0.33564 | 0.25315 | 0.18007 | 0.037237 | 0.2182 | 0.17565 | 0.14621 | 0.15811 | 0.11 | 0.238 | 0.146 | 0.1225 | 0.145 | 0.089
6106 | 0.26124 | 0.34168 | 0.4449 | 0.31183 | 0.22935 | 0.17252 | 0.055647 | 0.25477 | 0.18861 | 0.16389 | 0.16328 | 0.259 | 0.355 | 0.231 | 0.24525 | 0.318 | 0.173
6107 | 0.25541 | 0.38861 | 0.33613 | 0.28118 | 0.25201 | 0.23017 | 0.086589 | 0.26969 | 0.2292 | 0.21435 | 0.20257 | 0.374 | 0.476 | 0.292 | 0.36325 | 0.48 | 0.307
6108 | 0.27636 | 0.42113 | 0.26509 | 0.2834 | 0.30877 | 0.25034 | 0.10792 | 0.28052 | 0.2607 | 0.26478 | 0.24718 | 0.388 | 0.556 | 0.334 | 0.40525 | 0.548 | 0.351
6109 | 0.29248 | 0.44603 | 0.25277 | 0.29021 | 0.32538 | 0.23706 | 0.11801 | 0.27419 | 0.27389 | 0.3218 | 0.2625 | 0.332 | 0.577 | 0.355 | 0.372 | 0.459 | 0.342
6110 | 0.2871 | 0.42841 | 0.28537 | 0.2956 | 0.31432 | 0.17916 | 0.1183 | 0.2689 | 0.24988 | 0.30323 | 0.24825 | 0.194 | 0.543 | 0.351 | 0.272 | 0.241 | 0.302
6111 | 0.27715 | 0.39154 | 0.34443 | 0.29443 | 0.26172 | 0.11413 | 0.10403 | 0.25529 | 0.19231 | 0.20417 | 0.19566 | 0.127 | 0.456 | 0.32 | 0.19925 | 0.153 | 0.197
6112 | 0.27448 | 0.37202 | 0.38396 | 0.28763 | 0.20446 | 0.087967 | 0.083377 | 0.22552 | 0.16888 | 0.22226 | 0.13977 | 0.106 | 0.329 | 0.256 | 0.1495 | 0.116 | 0.12
6113 | 0.31056 | 0.37769 | 0.32245 | 0.27664 | 0.19692 | 0.072328 | 0.07205 | 0.20726 | 0.16898 | 0.26845 | 0.12787 | 0.058 | 0.192 | 0.175 | 0.08475 | 0.028 | 0.078
6114 | 0.3206 | 0.40602 | 0.23018 | 0.25123 | 0.20292 | 0.070589 | 0.095484 | 0.18034 | 0.17676 | 0.33095 | 0.12514 | 0.031 | 0.072 | 0.093 | 0.03975 | 0.012 | 0.023
6115 | 0.33252 | 0.45164 | 0.19567 | 0.23431 | 0.17475 | 0.090144 | 0.17981 | 0.16242 | 0.18704 | 0.38476 | 0.11082 | 0.008 | 0.002 | 0.027 | 0.00925 | 0.001 | 0.001
6116 | 0.3576 | 0.47487 | 0.21759 | 0.24214 | 0.15124 | 0.11963 | 0.2593 | 0.16179 | 0.16126 | 0.26989 | 0.093744 | 0 | 0 | 0 | 0 | 0 | 0
6117 | 0.38569 | 0.42378 | 0.18727 | 0.24 | 0.14705 | 0.14453 | 0.27719 | 0.14932 | 0.14633 | 0.20582 | 0.085638 | 0 | 0 | 0 | 0 | 0 | 0
6118 | 0.37396 | 0.35602 | 0.15201 | 0.2218 | 0.13942 | 0.14563 | 0.25619 | 0.13171 | 0.12703 | 0.15165 | 0.079111 | 0 | 0 | 0 | 0 | 0 | 0
6119 | 0.34358 | 0.28093 | 0.074583 | 0.18552 | 0.1384 | 0.13245 | 0.21491 | 0.11728 | 0.11137 | 0.11848 | 0.077248 | 0 | 0 | 0 | 0 | 0 | 0
6120 | 0.30491 | 0.19596 | 0.035712 | 0.16348 | 0.14983 | 0.11514 | 0.18363 | 0.10886 | 0.097373 | 0.080407 | 0.085081 | 0 | 0 | 0 | 0 | 0 | 0
6121 | 0.25415 | 0.13882 | 0.035282 | 0.14935 | 0.15862 | 0.10341 | 0.15917 | 0.10091 | 0.086575 | 0.046351 | 0.095633 | 0 | 0 | 0 | 0 | 0 | 0
6122 | 0.19909 | 0.10694 | 0.038346 | 0.13263 | 0.16046 | 0.097937 | 0.13636 | 0.097823 | 0.085136 | 0.040011 | 0.10477 | 0 | 0 | 0 | 0 | 0 | 0
6123 | 0.15206 | 0.090822 | 0.046792 | 0.12298 | 0.17009 | 0.088354 | 0.125 | 0.10117 | 0.086782 | 0.041831 | 0.11578 | 0 | 0 | 0 | 0 | 0 | 0
6124 | 0.1178 | 0.084691 | 0.098007 | 0.13342 | 0.18446 | 0.07194 | 0.11429 | 0.11247 | 0.089254 | 0.051797 | 0.12081 | 0 | 0 | 0 | 0 | 0 | 0
6125 | 0.1043 | 0.074789 | 0.1193 | 0.13772 | 0.18957 | 0.0599 | 0.10181 | 0.12443 | 0.094406 | 0.078813 | 0.11448 | 0 | 0 | 0 | 0 | 0 | 0
6126 | 0.1001 | 0.066437 | 0.096574 | 0.12762 | 0.18621 | 0.0535 | 0.092123 | 0.14067 | 0.10536 | 0.12287 | 0.10438 | 0 | 0 | 0 | 0 | 0 | 0
6127 | 0.088562 | 0.062049 | 0.12997 | 0.13356 | 0.18214 | 0.046986 | 0.080003 | 0.16847 | 0.11755 | 0.1596 | 0.095151 | 0.002 | 0.016 | 0 | 0.00375 | 0.001 | 0.012
6128 | 0.045753 | 0.057369 | 0.13166 | 0.11345 | 0.16293 | 0.030199 | 0.052443 | 0.16826 | 0.10022 | 0.13514 | 0.067291 | 0.048 | 0.09 | 0.029 | 0.05375 | 0.025 | 0.113
6129 | 0.023877 | 0.059188 | 0.06557 | 0.069951 | 0.1204 | 0.020537 | 0.040851 | 0.14264 | 0.078074 | 0.10903 | 0.040091 | 0.117 | 0.184 | 0.098 | 0.123 | 0.057 | 0.22
6130 | 0.018273 | 0.069178 | 0.009446 | 0.051792 | 0.12766 | 0.02912 | 0.047008 | 0.16047 | 0.087445 | 0.11403 | 0.046156 | 0.195 | 0.268 | 0.181 | 0.1895 | 0.094 | 0.288
6131 | 0.002306 | 0.081202 | 0.008603 | 0.052525 | 0.14667 | 0.039717 | 0.054761 | 0.20279 | 0.10913 | 0.13838 | 0.055628 | 0.263 | 0.325 | 0.255 | 0.25 | 0.137 | 0.345
6132 | 6e-06 | 0.092626 | 0.067916 | 0.063276 | 0.1219 | 0.06091 | 0.059054 | 0.26149 | 0.13976 | 0.18515 | 0.0515 | 0.325 | 0.349 | 0.309 | 0.29925 | 0.18 | 0.383
6133 | 0.003829 | 0.10136 | 0.15853 | 0.076562 | 0.067324 | 0.11439 | 0.059973 | 0.28713 | 0.18027 | 0.27949 | 0.040072 | 0.38 | 0.334 | 0.325 | 0.324 | 0.232 | 0.359
6134 | 0.027773 | 0.091958 | 0.39114 | 0.15046 | 0.032472 | 0.19882 | 0.06362 | 0.29045 | 0.23188 | 0.39975 | 0.038521 | 0.366 | 0.287 | 0.307 | 0.312 | 0.258 | 0.317
6135 | 0.084616 | 0.069372 | 0.65818 | 0.25824 | 0.031917 | 0.27147 | 0.072063 | 0.28153 | 0.28029 | 0.50853 | 0.059636 | 0.295 | 0.227 | 0.276 | 0.28275 | 0.297 | 0.263
6136 | 0.18471 | 0.062119 | 0.83162 | 0.35873 | 0.059844 | 0.29917 | 0.080959 | 0.26796 | 0.30421 | 0.55162 | 0.098111 | 0.183 | 0.162 | 0.238 | 0.21625 | 0.247 | 0.197
6137 | 0.27732 | 0.070053 | 0.87826 | 0.42459 | 0.11819 | 0.30428 | 0.088997 | 0.2497 | 0.28743 | 0.45198 | 0.14378 | 0.083 | 0.096 | 0.171 | 0.1195 | 0.099 | 0.125
6138 | 0.27552 | 0.096855 | 0.83881 | 0.44683 | 0.22615 | 0.31886 | 0.11722 | 0.22593 | 0.28017 | 0.37706 | 0.19882 | 0.028 | 0.038 | 0.088 | 0.04875 | 0.023 | 0.056
6139 | 0.19029 | 0.16684 | 0.82941 | 0.46436 | 0.37339 | 0.36492 | 0.18242 | 0.21744 | 0.30835 | 0.37106 | 0.27997 | 0.006 | 0.001 | 0.022 | 0.00875 | 0.002 | 0.005
6140 | 0.11995 | 0.27001 | 0.85499 | 0.47882 | 0.46152 | 0.37682 | 0.22326 | 0.21578 | 0.32173 | 0.35167 | 0.34266 | 0 | 0 | 0 | 0 | 0 | 0
6141 | 0.050458 | 0.3903 | 0.79492 | 0.45332 | 0.51458 | 0.35944 | 0.23235 | 0.19932 | 0.31616 | 0.31789 | 0.38799 | 0 | 0 | 0 | 0 | 0 | 0
6142 | 0.047572 | 0.46107 | 0.75883 | 0.45147 | 0.548 | 0.3363 | 0.23396 | 0.19173 | 0.31063 | 0.30446 | 0.41004 | 0 | 0 | 0 | 0 | 0 | 0
6143 | 0.075194 | 0.49996 | 0.77514 | 0.45224 | 0.50638 | 0.31013 | 0.24003 | 0.20528 | 0.28572 | 0.25197 | 0.3755 | 0 | 0 | 0 | 0 | 0 | 0
6144 | 0.13234 | 0.56481 | 0.78432 | 0.46157 | 0.46803 | 0.27152 | 0.24322 | 0.22926 | 0.25524 | 0.18995 | 0.33024 | 0 | 0 | 0 | 0 | 0 | 0
6145 | 0.17672 | 0.56256 | 0.76949 | 0.45609 | 0.42205 | 0.21211 | 0.23777 | 0.25874 | 0.24075 | 0.20232 | 0.28981 | 0 | 0 | 0 | 0 | 0 | 0
6146 | 0.15717 | 0.48333 | 0.81163 | 0.45151 | 0.38573 | 0.18527 | 0.24008 | 0.2802 | 0.23838 | 0.22686 | 0.26121 | 0 | 0 | 0 | 0 | 0 | 0
6147 | 0.077063 | 0.43682 | 0.82643 | 0.41997 | 0.35641 | 0.15747 | 0.22359 | 0.3065 | 0.2141 | 0.15074 | 0.24169 | 0 | 0 | 0 | 0 | 0 | 0
6148 | 0.041839 | 0.40068 | 0.89775 | 0.42472 | 0.33457 | 0.13957 | 0.20375 | 0.33463 | 0.2056 | 0.12043 | 0.22779 | 0 | 0 | 0 | 0 | 0 | 0
6149 | 0.065029 | 0.37948 | 0.95547 | 0.44592 | 0.31726 | 0.15324 | 0.18953 | 0.36949 | 0.23536 | 0.21004 | 0.20866 | 0 | 0 | 0 | 0 | 0 | 0
6150 | 0.13406 | 0.34518 | 0.96825 | 0.45815 | 0.27213 | 0.19484 | 0.17171 | 0.39907 | 0.26411 | 0.27643 | 0.18608 | 0 | 0 | 0 | 0 | 0 | 0
6151 | 0.23441 | 0.3155 | 0.9461 | 0.4673 | 0.22139 | 0.24396 | 0.14214 | 0.41795 | 0.29899 | 0.35475 | 0.17931 | 0.002 | 0.015 | 0.001 | 0.002 | 0.002 | 0.003
6152 | 0.33592 | 0.30577 | 0.94235 | 0.48628 | 0.18057 | 0.22853 | 0.11459 | 0.4082 | 0.28068 | 0.32895 | 0.15704 | 0.065 | 0.073 | 0.063 | 0.0565 | 0.047 | 0.051
6153 | 0.3661 | 0.30925 | 0.94024 | 0.49797 | 0.18758 | 0.22582 | 0.1135 | 0.44183 | 0.29825 | 0.38195 | 0.1434 | 0.169 | 0.129 | 0.192 | 0.159 | 0.128 | 0.147
6154 | 0.38833 | 0.32185 | 0.96325 | 0.52995 | 0.23826 | 0.34515 | 0.11269 | 0.56788 | 0.3837 | 0.45176 | 0.16999 | 0.294 | 0.175 | 0.331 | 0.2925 | 0.287 | 0.258
6155 | 0.36928 | 0.29708 | 0.97676 | 0.53491 | 0.25868 | 0.43319 | 0.12305 | 0.6764 | 0.46694 | 0.57124 | 0.18691 | 0.408 | 0.219 | 0.436 | 0.38425 | 0.374 | 0.319
6156 | 0.36144 | 0.22817 | 0.97847 | 0.53647 | 0.26951 | 0.51162 | 0.14343 | 0.71903 | 0.52911 | 0.68854 | 0.19727 | 0.426 | 0.262 | 0.491 | 0.41475 | 0.363 | 0.379
6157 | 0.37794 | 0.16108 | 0.97744 | 0.54698 | 0.28557 | 0.58891 | 0.165 | 0.74595 | 0.57924 | 0.77104 | 0.21105 | 0.333 | 0.283 | 0.515 | 0.38325 | 0.253 | 0.432
6158 | 0.41826 | 0.11847 | 0.97327 | 0.56145 | 0.29282 | 0.64202 | 0.18543 | 0.75994 | 0.60741 | 0.7956 | 0.2321 | 0.228 | 0.269 | 0.499 | 0.35175 | 0.244 | 0.436
6159 | 0.5844 | 0.090915 | 0.96843 | 0.61712 | 0.29852 | 0.68716 | 0.2029 | 0.76124 | 0.63489 | 0.82632 | 0.26484 | 0.236 | 0.223 | 0.457 | 0.35525 | 0.406 | 0.322
6160 | 0.77995 | 0.076355 | 0.95874 | 0.68283 | 0.3098 | 0.72615 | 0.2074 | 0.74605 | 0.64652 | 0.82004 | 0.29382 | 0.301 | 0.173 | 0.37 | 0.33075 | 0.473 | 0.179
6161 | 0.87275 | 0.075298 | 0.94497 | 0.73439 | 0.38545 | 0.74218 | 0.20408 | 0.70885 | 0.65035 | 0.81154 | 0.33883 | 0.288 | 0.117 | 0.251 | 0.25825 | 0.392 | 0.102
6162 | 0.93042 | 0.08706 | 0.92474 | 0.80877 | 0.57115 | 0.70116 | 0.21273 | 0.62759 | 0.62829 | 0.76943 | 0.41497 | 0.144 | 0.054 | 0.126 | 0.1345 | 0.202 | 0.066
6163 | 0.94223 | 0.12008 | 0.87991 | 0.84724 | 0.71959 | 0.64475 | 0.25427 | 0.53458 | 0.58481 | 0.66211 | 0.49781 | 0.028 | 0.003 | 0.026 | 0.0245 | 0.033 | 0.011
6164 | 0.92696 | 0.18642 | 0.85755 | 0.85935 | 0.79355 | 0.58302 | 0.29604 | 0.49493 | 0.53231 | 0.51108 | 0.5402 | 0 | 0 | 0 | 0 | 0 | 0
6165 | 0.89942 | 0.30892 | 0.88785 | 0.86483 | 0.80722 | 0.49109 | 0.31471 | 0.46938 | 0.4826 | 0.41203 | 0.55791 | 0 | 0 | 0 | 0 | 0 | 0
6166 | 0.87085 | 0.47842 | 0.90288 | 0.86614 | 0.82469 | 0.45731 | 0.32875 | 0.45716 | 0.47476 | 0.41586 | 0.56871 | 0 | 0 | 0 | 0 | 0 | 0
6167 | 0.83415 | 0.64585 | 0.89289 | 0.84981 | 0.82238 | 0.44615 | 0.33528 | 0.44943 | 0.45759 | 0.39478 | 0.54003 | 0 | 0 | 0 | 0 | 0 | 0
6168 | 0.80528 | 0.7437 | 0.87548 | 0.82781 | 0.80268 | 0.42923 | 0.33757 | 0.4405 | 0.44242 | 0.38425 | 0.51568 | 0 | 0 | 0 | 0 | 0 | 0
6169 | 0.78963 | 0.7797 | 0.86376 | 0.81205 | 0.78276 | 0.44999 | 0.32237 | 0.4318 | 0.44751 | 0.41595 | 0.4923 | 0 | 0 | 0 | 0 | 0 | 0
6170 | 0.77589 | 0.78332 | 0.84641 | 0.79434 | 0.76072 | 0.48394 | 0.30227 | 0.44416 | 0.46568 | 0.45601 | 0.47862 | 0 | 0 | 0 | 0 | 0 | 0
6171 | 0.75295 | 0.78239 | 0.79836 | 0.75763 | 0.72159 | 0.48374 | 0.28778 | 0.44636 | 0.4507 | 0.41655 | 0.45614 | 0 | 0 | 0 | 0 | 0 | 0
6172 | 0.74249 | 0.78149 | 0.75386 | 0.72835 | 0.6887 | 0.48384 | 0.28485 | 0.45858 | 0.44699 | 0.39935 | 0.4462 | 0 | 0 | 0 | 0 | 0 | 0
6173 | 0.76146 | 0.77279 | 0.72363 | 0.71845 | 0.67027 | 0.50249 | 0.28056 | 0.47174 | 0.45808 | 0.40807 | 0.45001 | 0 | 0 | 0 | 0 | 0 | 0
6174 | 0.76441 | 0.75596 | 0.74577 | 0.73011 | 0.68017 | 0.56379 | 0.27221 | 0.47642 | 0.48814 | 0.4297 | 0.48264 | 0 | 0 | 0 | 0 | 0 | 0
6175 | 0.78153 | 0.74217 | 0.69671 | 0.72667 | 0.70176 | 0.59898 | 0.25076 | 0.46409 | 0.51322 | 0.4804 | 0.50942 | 0.001 | 0.023 | 0.001 | 0.00175 | 0.001 | 0.004
6176 | 0.80464 | 0.73441 | 0.61558 | 0.71549 | 0.72626 | 0.61183 | 0.20606 | 0.44255 | 0.52447 | 0.51861 | 0.52488 | 0.03 | 0.11 | 0.041 | 0.03825 | 0.025 | 0.057
6177 | 0.83067 | 0.73314 | 0.40992 | 0.66717 | 0.76092 | 0.64075 | 0.28763 | 0.44309 | 0.55624 | 0.57357 | 0.56757 | 0.11 | 0.216 | 0.132 | 0.10675 | 0.065 | 0.12
6178 | 0.86909 | 0.73823 | 0.32381 | 0.66183 | 0.79258 | 0.72161 | 0.40427 | 0.50203 | 0.62084 | 0.62475 | 0.63496 | 0.25 | 0.308 | 0.231 | 0.20075 | 0.113 | 0.209
6179 | 0.90652 | 0.7318 | 0.25156 | 0.65748 | 0.81436 | 0.78027 | 0.46691 | 0.51813 | 0.68144 | 0.74202 | 0.68535 | 0.394 | 0.354 | 0.32 | 0.32175 | 0.243 | 0.33
6180 | 0.93631 | 0.73152 | 0.32926 | 0.69361 | 0.81524 | 0.8155 | 0.50417 | 0.51753 | 0.70287 | 0.77329 | 0.70516 | 0.494 | 0.356 | 0.389 | 0.4595 | 0.516 | 0.439
6181 | 0.93124 | 0.72081 | 0.41718 | 0.72935 | 0.83963 | 0.83057 | 0.52313 | 0.51567 | 0.71269 | 0.78183 | 0.72271 | 0.549 | 0.347 | 0.406 | 0.52125 | 0.643 | 0.487
6182 | 0.89862 | 0.68188 | 0.61158 | 0.79823 | 0.88449 | 0.83289 | 0.52515 | 0.51005 | 0.7191 | 0.78536 | 0.7481 | 0.541 | 0.323 | 0.396 | 0.50475 | 0.664 | 0.418
6183 | 0.86817 | 0.63512 | 0.76662 | 0.84048 | 0.88667 | 0.82137 | 0.52052 | 0.4952 | 0.7139 | 0.78303 | 0.75601 | 0.508 | 0.284 | 0.36 | 0.45175 | 0.626 | 0.313
6184 | 0.87096 | 0.6253 | 0.70701 | 0.81884 | 0.87855 | 0.78028 | 0.49044 | 0.44297 | 0.67955 | 0.74376 | 0.75118 | 0.464 | 0.225 | 0.283 | 0.36225 | 0.491 | 0.211
6185 | 0.86529 | 0.69168 | 0.51928 | 0.74556 | 0.8521 | 0.68884 | 0.44022 | 0.35391 | 0.61469 | 0.66932 | 0.74669 | 0.349 | 0.155 | 0.176 | 0.25 | 0.31 | 0.165
6186 | 0.846 | 0.76878 | 0.56069 | 0.74155 | 0.81796 | 0.51455 | 0.37993 | 0.26919 | 0.4865 | 0.46707 | 0.69518 | 0.191 | 0.07 | 0.077 | 0.124 | 0.135 | 0.093
6187 | 0.77511 | 0.80181 | 0.69671 | 0.75941 | 0.80639 | 0.39016 | 0.35952 | 0.24557 | 0.40029 | 0.34226 | 0.62316 | 0.043 | 0.004 | 0.011 | 0.0215 | 0.02 | 0.012
6188 | 0.62851 | 0.82688 | 0.79579 | 0.73171 | 0.77083 | 0.36049 | 0.33886 | 0.29253 | 0.37718 | 0.31887 | 0.53684 | 0 | 0 | 0 | 0 | 0 | 0
6189 | 0.4456 | 0.80929 | 0.83235 | 0.66228 | 0.70889 | 0.31277 | 0.30251 | 0.34114 | 0.34241 | 0.28409 | 0.43163 | 0 | 0 | 0 | 0 | 0 | 0
6190 | 0.19058 | 0.76131 | 0.84437 | 0.55029 | 0.61591 | 0.25633 | 0.28186 | 0.37718 | 0.32208 | 0.30211 | 0.35273 | 0 | 0 | 0 | 0 | 0 | 0
6191 | 0.090883 | 0.7204 | 0.88887 | 0.47339 | 0.44041 | 0.25999 | 0.26848 | 0.39576 | 0.32594 | 0.35967 | 0.28833 | 0 | 0 | 0 | 0 | 0 | 0
6192 | 0.076656 | 0.62037 | 0.91622 | 0.44626 | 0.3459 | 0.28813 | 0.24042 | 0.40182 | 0.32534 | 0.36807 | 0.24332 | 0 | 0 | 0 | 0 | 0 | 0
6193 | 0.11296 | 0.53081 | 0.8766 | 0.42068 | 0.27248 | 0.27147 | 0.20889 | 0.41467 | 0.30759 | 0.31767 | 0.22657 | 0 | 0 | 0 | 0 | 0 | 0
6194 | 0.15475 | 0.48635 | 0.87604 | 0.4162 | 0.21781 | 0.25565 | 0.18758 | 0.44592 | 0.32513 | 0.38963 | 0.20932 | 0 | 0 | 0 | 0 | 0 | 0
6195 | 0.18002 | 0.42804 | 0.84161 | 0.40837 | 0.20347 | 0.2914 | 0.17265 | 0.49276 | 0.35845 | 0.45614 | 0.1935 | 0 | 0 | 0 | 0 | 0 | 0
6196 | 0.21074 | 0.34398 | 0.78879 | 0.40552 | 0.21702 | 0.32832 | 0.15837 | 0.49205 | 0.41033 | 0.62628 | 0.19468 | 0 | 0 | 0 | 0 | 0 | 0
6197 | 0.26931 | 0.28252 | 0.75685 | 0.42905 | 0.26099 | 0.36912 | 0.15891 | 0.49303 | 0.45812 | 0.76746 | 0.20286 | 0 | 0 | 0 | 0 | 0 | 0
6198 | 0.33658 | 0.23379 | 0.72688 | 0.45531 | 0.30247 | 0.37728 | 0.17342 | 0.51073 | 0.46313 | 0.74606 | 0.21845 | 0 | 0 | 0 | 0 | 0 | 0
6199 | 0.38822 | 0.22051 | 0.56491 | 0.40813 | 0.27126 | 0.42695 | 0.18998 | 0.52131 | 0.48148 | 0.74902 | 0.22866 | 0 | 0.011 | 0 | 0 | 0 | 0
6200 | 0.39449 | 0.21848 | 0.58026 | 0.42917 | 0.31275 | 0.45393 | 0.16274 | 0.54973 | 0.48379 | 0.70864 | 0.22287 | 0.014 | 0.059 | 0.029 | 0.017 | 0.016 | 0.009
6201 | 0.30161 | 0.16443 | 0.62089 | 0.43743 | 0.38979 | 0.46898 | 0.16746 | 0.56566 | 0.50414 | 0.75559 | 0.22631 | 0.04 | 0.126 | 0.112 | 0.06225 | 0.061 | 0.036
6202 | 0.13932 | 0.16164 | 0.85881 | 0.45073 | 0.35405 | 0.53458 | 0.21366 | 0.56922 | 0.54663 | 0.84932 | 0.23341 | 0.055 | 0.188 | 0.218 | 0.09975 | 0.063 | 0.063
6203 | 0.045877 | 0.24948 | 0.81163 | 0.37763 | 0.27537 | 0.5907 | 0.29443 | 0.60884 | 0.57307 | 0.82374 | 0.269 | 0.115 | 0.234 | 0.32 | 0.1515 | 0.108 | 0.063
6204 | 0.029961 | 0.39376 | 0.84843 | 0.34293 | 0.15041 | 0.60945 | 0.34307 | 0.62571 | 0.57272 | 0.80509 | 0.25064 | 0.276 | 0.26 | 0.399 | 0.23525 | 0.194 | 0.072
6205 | 0.048433 | 0.47907 | 0.97536 | 0.3791 | 0.11351 | 0.61652 | 0.36391 | 0.64695 | 0.57562 | 0.80717 | 0.23185 | 0.417 | 0.266 | 0.447 | 0.31375 | 0.255 | 0.136
6206 | 0.060054 | 0.47235 | 0.97796 | 0.39128 | 0.13581 | 0.57459 | 0.36431 | 0.67434 | 0.57272 | 0.79114 | 0.25079 | 0.368 | 0.248 | 0.451 | 0.32975 | 0.265 | 0.235
6207 | 0.068724 | 0.42175 | 0.96284 | 0.39488 | 0.15308 | 0.48564 | 0.34635 | 0.72045 | 0.55511 | 0.76975 | 0.24461 | 0.226 | 0.211 | 0.415 | 0.29975 | 0.291 | 0.267
6208 | 0.2066 | 0.3731 | 0.94145 | 0.42845 | 0.1373 | 0.49802 | 0.32298 | 0.74112 | 0.53459 | 0.67277 | 0.22645 | 0.184 | 0.169 | 0.323 | 0.228 | 0.22 | 0.185
6209 | 0.60634 | 0.34796 | 0.97522 | 0.57852 | 0.15401 | 0.59932 | 0.30815 | 0.71726 | 0.57122 | 0.71898 | 0.24933 | 0.139 | 0.112 | 0.219 | 0.14525 | 0.125 | 0.098
6210 | 0.88495 | 0.35815 | 0.97835 | 0.7264 | 0.31591 | 0.72981 | 0.33072 | 0.64974 | 0.62796 | 0.78096 | 0.35133 | 0.072 | 0.042 | 0.111 | 0.07425 | 0.073 | 0.041
6211 | 0.96561 | 0.38695 | 0.94582 | 0.79816 | 0.48306 | 0.78609 | 0.37163 | 0.57319 | 0.6375 | 0.75441 | 0.43632 | 0.017 | 0.001 | 0.023 | 0.01225 | 0.006 | 0.003
6212 | 0.94874 | 0.45926 | 0.91941 | 0.83034 | 0.62287 | 0.69266 | 0.39036 | 0.54437 | 0.57114 | 0.49353 | 0.55402 | 0 | 0 | 0 | 0 | 0 | 0
6213 | 0.89974 | 0.5128 | 0.87091 | 0.85002 | 0.77941 | 0.61726 | 0.40042 | 0.53143 | 0.49003 | 0.19406 | 0.61738 | 0 | 0 | 0 | 0 | 0 | 0
6214 | 0.82875 | 0.60817 | 0.83381 | 0.82929 | 0.82531 | 0.59056 | 0.39776 | 0.54715 | 0.50853 | 0.27363 | 0.62275 | 0 | 0 | 0 | 0 | 0 | 0
6215 | 0.74197 | 0.6236 | 0.80006 | 0.76914 | 0.76538 | 0.59981 | 0.39472 | 0.58894 | 0.49358 | 0.23063 | 0.55494 | 0 | 0 | 0 | 0 | 0 | 0
6216 | 0.72271 | 0.70621 | 0.73434 | 0.74566 | 0.77995 | 0.7061 | 0.40843 | 0.60006 | 0.5898 | 0.48548 | 0.56756 | 0 | 0 | 0 | 0 | 0 | 0
6217 | 0.72199 | 0.77415 | 0.62089 | 0.71853 | 0.81272 | 0.80112 | 0.42331 | 0.56793 | 0.64937 | 0.59557 | 0.63288 | 0 | 0 | 0 | 0 | 0 | 0
6218 | 0.71908 | 0.79626 | 0.43759 | 0.66451 | 0.83686 | 0.81015 | 0.42098 | 0.52459 | 0.69178 | 0.72977 | 0.70263 | 0 | 0 | 0 | 0 | 0 | 0
6219 | 0.64046 | 0.82894 | 0.3854 | 0.62951 | 0.86267 | 0.77689 | 0.42753 | 0.48678 | 0.68659 | 0.73916 | 0.74352 | 0 | 0 | 0 | 0 | 0 | 0
6220 | 0.58725 | 0.85871 | 0.51928 | 0.65421 | 0.85611 | 0.73192 | 0.40126 | 0.46458 | 0.66855 | 0.7291 | 0.74861 | 0 | 0 | 0 | 0 | 0 | 0
6221 | 0.45556 | 0.86944 | 0.63658 | 0.63408 | 0.81012 | 0.67623 | 0.37709 | 0.42679 | 0.63888 | 0.74637 | 0.70615 | 0 | 0 | 0 | 0 | 0 | 0
6222 | 0.24911 | 0.86629 | 0.61425 | 0.53108 | 0.72988 | 0.60009 | 0.38696 | 0.38547 | 0.5766 | 0.68027 | 0.64058 | 0 | 0 | 0 | 0 | 0 | 0
6223 | 0.13725 | 0.87925 | 0.50479 | 0.4176 | 0.61076 | 0.48641 | 0.39267 | 0.3724 | 0.50732 | 0.63247 | 0.53799 | 0.001 | 0.02 | 0.001 | 0.00175 | 0 | 0.005
6224 | 0.1196 | 0.89558 | 0.46979 | 0.3441 | 0.44292 | 0.36919 | 0.34759 | 0.35337 | 0.46761 | 0.75535 | 0.39251 | 0.048 | 0.122 | 0.04 | 0.054 | 0.031 | 0.097
6225 | 0.22979 | 0.89891 | 0.41718 | 0.33118 | 0.34656 | 0.34968 | 0.39285 | 0.33085 | 0.43826 | 0.75173 | 0.32077 | 0.068 | 0.244 | 0.129 | 0.11325 | 0.049 | 0.207
6226 | 0.26653 | 0.87766 | 0.47271 | 0.33695 | 0.27161 | 0.34359 | 0.5059 | 0.35257 | 0.41944 | 0.70223 | 0.27938 | 0.094 | 0.32 | 0.237 | 0.13775 | 0.071 | 0.149
6227 | 0.23629 | 0.85553 | 0.50334 | 0.30488 | 0.175 | 0.37546 | 0.5142 | 0.36593 | 0.42491 | 0.72328 | 0.23496 | 0.13 | 0.364 | 0.339 | 0.1775 | 0.109 | 0.132
6228 | 0.1784 | 0.82247 | 0.54368 | 0.29581 | 0.16535 | 0.40758 | 0.43873 | 0.37812 | 0.44239 | 0.75688 | 0.22698 | 0.171 | 0.383 | 0.403 | 0.23 | 0.216 | 0.13
6229 | 0.19184 | 0.79556 | 0.59401 | 0.33098 | 0.20709 | 0.46308 | 0.40276 | 0.40475 | 0.48991 | 0.83388 | 0.25794 | 0.235 | 0.374 | 0.444 | 0.298 | 0.363 | 0.15
6230 | 0.23164 | 0.77408 | 0.63008 | 0.3877 | 0.30139 | 0.50938 | 0.42109 | 0.42694 | 0.5239 | 0.85427 | 0.30502 | 0.251 | 0.333 | 0.446 | 0.30675 | 0.333 | 0.197
6231 | 0.24319 | 0.76033 | 0.65568 | 0.44171 | 0.42627 | 0.4868 | 0.44044 | 0.41976 | 0.52535 | 0.8562 | 0.33866 | 0.208 | 0.27 | 0.429 | 0.30375 | 0.381 | 0.197
6232 | 0.28365 | 0.72662 | 0.67053 | 0.47278 | 0.46415 | 0.37811 | 0.41411 | 0.3882 | 0.48503 | 0.83525 | 0.33857 | 0.125 | 0.19 | 0.373 | 0.23225 | 0.304 | 0.127
6233 | 0.31003 | 0.70462 | 0.66191 | 0.47043 | 0.43934 | 0.23165 | 0.38347 | 0.33648 | 0.37622 | 0.6434 | 0.29335 | 0.076 | 0.104 | 0.272 | 0.12925 | 0.097 | 0.072
6234 | 0.33241 | 0.70364 | 0.64429 | 0.45051 | 0.37482 | 0.15708 | 0.3776 | 0.26784 | 0.27763 | 0.42333 | 0.26228 | 0.059 | 0.037 | 0.135 | 0.0725 | 0.073 | 0.023
6235 | 0.35839 | 0.71263 | 0.57051 | 0.41975 | 0.33034 | 0.17791 | 0.38884 | 0.22189 | 0.22415 | 0.24025 | 0.25656 | 0.017 | 0.001 | 0.025 | 0.01425 | 0.013 | 0.002
6236 | 0.39663 | 0.75524 | 0.58441 | 0.43351 | 0.3195 | 0.26801 | 0.37893 | 0.2279 | 0.23189 | 0.14369 | 0.28798 | 0 | 0 | 0 | 0 | 0 | 0
6237 | 0.45102 | 0.7825 | 0.63138 | 0.47013 | 0.328 | 0.33689 | 0.36515 | 0.23721 | 0.24893 | 0.11132 | 0.31031 | 0 | 0 | 0 | 0 | 0 | 0
6238 | 0.4698 | 0.78829 | 0.64173 | 0.49329 | 0.36834 | 0.35102 | 0.37318 | 0.24267 | 0.261 | 0.12734 | 0.32296 | 0 | 0 | 0 | 0 | 0 | 0
6239 | 0.45347 | 0.77014 | 0.66562 | 0.51274 | 0.41912 | 0.33013 | 0.384 | 0.24845 | 0.26284 | 0.14555 | 0.32722 | 0 | 0 | 0 | 0 | 0 | 0
6240 | 0.41573 | 0.73882 | 0.70017 | 0.52297 | 0.453 | 0.29666 | 0.37671 | 0.25485 | 0.25923 | 0.15979 | 0.32563 | 0 | 0 | 0 | 0 | 0 | 0
6241 | 0.35769 | 0.71143 | 0.73116 | 0.51439 | 0.45432 | 0.27581 | 0.35374 | 0.2651 | 0.25451 | 0.16591 | 0.31122 | 0 | 0 | 0 | 0 | 0 | 0
6242 | 0.30261 | 0.67661 | 0.73539 | 0.49029 | 0.43288 | 0.26769 | 0.31913 | 0.27385 | 0.24973 | 0.16521 | 0.29219 | 0 | 0 | 0 | 0 | 0 | 0
6243 | 0.28936 | 0.63559 | 0.72795 | 0.47493 | 0.40749 | 0.2701 | 0.28961 | 0.27982 | 0.25067 | 0.17268 | 0.28006 | 0 | 0 | 0 | 0 | 0 | 0
6244 | 0.3101 | 0.58497 | 0.70814 | 0.46769 | 0.38484 | 0.27129 | 0.25904 | 0.28034 | 0.25163 | 0.1863 | 0.26861 | 0 | 0 | 0 | 0 | 0 | 0
6245 | 0.34893 | 0.53851 | 0.73116 | 0.47981 | 0.35934 | 0.26485 | 0.23323 | 0.27425 | 0.24452 | 0.1864 | 0.25259 | 0 | 0 | 0 | 0 | 0 | 0
6246 | 0.36408 | 0.50104 | 0.71374 | 0.47615 | 0.35061 | 0.26408 | 0.21808 | 0.26484 | 0.23448 | 0.16979 | 0.23923 | 0 | 0 | 0 | 0 | 0 | 0
6247 | 0.36935 | 0.47356 | 0.76949 | 0.49656 | 0.35083 | 0.27794 | 0.19439 | 0.26311 | 0.23706 | 0.1712 | 0.236 | 0 | 0.019 | 0.001 | 0.00125 | 0 | 0.004
6248 | 0.38211 | 0.45671 | 0.77793 | 0.4978 | 0.33337 | 0.25274 | 0.15113 | 0.23817 | 0.21432 | 0.15404 | 0.21232 | 0.049 | 0.117 | 0.062 | 0.06275 | 0.043 | 0.097
6249 | 0.38878 | 0.44363 | 0.72902 | 0.47278 | 0.30054 | 0.22772 | 0.15925 | 0.22466 | 0.20105 | 0.16907 | 0.18276 | 0.168 | 0.241 | 0.195 | 0.1875 | 0.134 | 0.253
6250 | 0.40591 | 0.42941 | 0.73009 | 0.49273 | 0.34218 | 0.32605 | 0.18915 | 0.29173 | 0.27515 | 0.24347 | 0.23936 | 0.334 | 0.351 | 0.35 | 0.3445 | 0.312 | 0.382
6251 | 0.4053 | 0.39742 | 0.79836 | 0.5315 | 0.39083 | 0.39829 | 0.19517 | 0.33701 | 0.33608 | 0.31082 | 0.29819 | 0.462 | 0.431 | 0.468 | 0.4765 | 0.503 | 0.473
6252 | 0.38334 | 0.3595 | 0.79665 | 0.53203 | 0.41609 | 0.42129 | 0.18398 | 0.36042 | 0.36165 | 0.34366 | 0.32124 | 0.543 | 0.477 | 0.54 | 0.55 | 0.586 | 0.531
6253 | 0.34738 | 0.33082 | 0.76565 | 0.49885 | 0.38352 | 0.43609 | 0.1676 | 0.37726 | 0.37482 | 0.38185 | 0.30406 | 0.561 | 0.488 | 0.555 | 0.56825 | 0.608 | 0.549
6254 | 0.31566 | 0.2996 | 0.71927 | 0.45349 | 0.32554 | 0.45489 | 0.15265 | 0.38426 | 0.38259 | 0.41661 | 0.2746 | 0.492 | 0.462 | 0.53 | 0.53225 | 0.596 | 0.511
6255 | 0.25947 | 0.26152 | 0.70475 | 0.41341 | 0.27603 | 0.46054 | 0.13902 | 0.38299 | 0.38157 | 0.43186 | 0.2509 | 0.421 | 0.399 | 0.467 | 0.46975 | 0.568 | 0.423
6256 | 0.19252 | 0.2187 | 0.71151 | 0.37759 | 0.22874 | 0.42876 | 0.12484 | 0.35805 | 0.36278 | 0.44549 | 0.21881 | 0.302 | 0.301 | 0.379 | 0.36375 | 0.481 | 0.293
6257 | 0.13294 | 0.17407 | 0.71039 | 0.33377 | 0.15797 | 0.32026 | 0.10455 | 0.30497 | 0.30599 | 0.44173 | 0.15702 | 0.159 | 0.181 | 0.264 | 0.22275 | 0.32 | 0.148
6258 | 0.090206 | 0.13599 | 0.67053 | 0.28674 | 0.099476 | 0.23676 | 0.077843 | 0.24518 | 0.23468 | 0.34899 | 0.10778 | 0.06 | 0.065 | 0.133 | 0.0925 | 0.115 | 0.062
6259 | 0.06394 | 0.10849 | 0.58854 | 0.24352 | 0.078082 | 0.25494 | 0.079136 | 0.23432 | 0.22711 | 0.3143 | 0.10489 | 0.006 | 0.002 | 0.026 | 0.01075 | 0.007 | 0.004
6260 | 0.038609 | 0.084925 | 0.56912 | 0.22635 | 0.071315 | 0.26681 | 0.088242 | 0.25537 | 0.24334 | 0.33796 | 0.11323 | 0 | 0 | 0 | 0 | 0 | 0
6261 | 0.024985 | 0.064008 | 0.54937 | 0.20859 | 0.051417 | 0.26329 | 0.10193 | 0.25281 | 0.23882 | 0.3368 | 0.10239 | 0 | 0 | 0 | 0 | 0 | 0
6262 | 0.01812 | 0.046441 | 0.50625 | 0.18662 | 0.035502 | 0.23567 | 0.11734 | 0.23693 | 0.22532 | 0.3453 | 0.083369 | 0 | 0 | 0 | 0 | 0 | 0
6263 | 0.016381 | 0.03477 | 0.45661 | 0.16655 | 0.026652 | 0.20026 | 0.12922 | 0.22261 | 0.19291 | 0.28478 | 0.063996 | 0 | 0 | 0 | 0 | 0 | 0
6264 | 0.021311 | 0.028323 | 0.38683 | 0.14216 | 0.018343 | 0.16386 | 0.13527 | 0.20745 | 0.16965 | 0.2586 | 0.048691 | 0 | 0 | 0 | 0 | 0 | 0
6265 | 0.041298 | 0.026753 | 0.313 | 0.12133 | 0.009673 | 0.14117 | 0.1359 | 0.19214 | 0.14537 | 0.21218 | 0.036004 | 0 | 0 | 0 | 0 | 0 | 0
6266 | 0.078763 | 0.029357 | 0.25034 | 0.1142 | 0.013499 | 0.12834 | 0.13557 | 0.18329 | 0.12359 | 0.15754 | 0.025181 | 0 | 0 | 0 | 0 | 0 | 0
6267 | 0.12355 | 0.035236 | 0.2131 | 0.12508 | 0.038587 | 0.11972 | 0.13233 | 0.17619 | 0.11351 | 0.14019 | 0.01794 | 0 | 0 | 0 | 0 | 0 | 0
6268 | 0.17148 | 0.042327 | 0.16233 | 0.13418 | 0.068709 | 0.10763 | 0.1251 | 0.16095 | 0.10605 | 0.14 | 0.015637 | 0 | 0 | 0 | 0 | 0 | 0
6269 | 0.2117 | 0.047482 | 0.12334 | 0.14349 | 0.095441 | 0.09441 | 0.11669 | 0.14244 | 0.095528 | 0.12772 | 0.017541 | 0 | 0 | 0 | 0 | 0 | 0
6270 | 0.23984 | 0.052781 | 0.1099 | 0.15708 | 0.12149 | 0.087269 | 0.108 | 0.12916 | 0.08735 | 0.10949 | 0.023476 | 0 | 0 | 0 | 0 | 0 | 0
6271 | 0.2595 | 0.05888 | 0.11454 | 0.17527 | 0.15178 | 0.086362 | 0.090518 | 0.12517 | 0.084079 | 0.088939 | 0.035842 | 0 | 0.018 | 0.001 | 0.0005 | 0 | 0.001
6272 | 0.26758 | 0.065035 | 0.1368 | 0.19366 | 0.1766 | 0.072485 | 0.035248 | 0.10776 | 0.072511 | 0.057884 | 0.05191 | 0.038 | 0.12 | 0.061 | 0.05275 | 0.047 | 0.065
6273 | 0.26465 | 0.074333 | 0.088901 | 0.17884 | 0.18295 | 0.057071 | 0.017026 | 0.083941 | 0.064289 | 0.051893 | 0.064251 | 0.11 | 0.255 | 0.189 | 0.15225 | 0.14 | 0.17
6274 | 0.25157 | 0.08674 | 0.093042 | 0.17955 | 0.19402 | 0.065006 | 0.028015 | 0.09773 | 0.078224 | 0.054622 | 0.095537 | 0.202 | 0.383 | 0.342 | 0.29175 | 0.323 | 0.3
6275 | 0.22496 | 0.095582 | 0.057143 | 0.15685 | 0.18844 | 0.081057 | 0.036719 | 0.10096 | 0.091777 | 0.059591 | 0.1255 | 0.317 | 0.476 | 0.476 | 0.43075 | 0.484 | 0.446
6276 | 0.19584 | 0.10334 | 0.031524 | 0.13299 | 0.17161 | 0.10173 | 0.044354 | 0.10109 | 0.10021 | 0.062357 | 0.13565 | 0.476 | 0.498 | 0.555 | 0.533 | 0.581 | 0.52
6277 | 0.17846 | 0.11065 | 0.017109 | 0.12221 | 0.17107 | 0.1265 | 0.050213 | 0.10487 | 0.10972 | 0.06641 | 0.14108 | 0.533 | 0.472 | 0.591 | 0.56875 | 0.63 | 0.521
6278 | 0.16814 | 0.11232 | 0.014282 | 0.11688 | 0.16823 | 0.14884 | 0.05485 | 0.11247 | 0.11954 | 0.075083 | 0.14176 | 0.481 | 0.412 | 0.588 | 0.54875 | 0.62 | 0.506
6279 | 0.15736 | 0.1058 | 0.021193 | 0.11025 | 0.15221 | 0.16184 | 0.058711 | 0.12252 | 0.12611 | 0.090524 | 0.12955 | 0.409 | 0.338 | 0.535 | 0.46875 | 0.465 | 0.466
6280 | 0.14208 | 0.11095 | 0.034007 | 0.10226 | 0.13071 | 0.16516 | 0.060712 | 0.13256 | 0.12862 | 0.10543 | 0.11135 | 0.343 | 0.242 | 0.429 | 0.3565 | 0.275 | 0.379
6281 | 0.12417 | 0.12575 | 0.042937 | 0.099366 | 0.13099 | 0.16349 | 0.060361 | 0.14139 | 0.12964 | 0.10533 | 0.10835 | 0.258 | 0.135 | 0.289 | 0.232 | 0.136 | 0.245
6282 | 0.11384 | 0.14414 | 0.047285 | 0.099298 | 0.13677 | 0.15254 | 0.061489 | 0.139 | 0.12249 | 0.08563 | 0.11278 | 0.123 | 0.049 | 0.137 | 0.113 | 0.094 | 0.098
6283 | 0.10532 | 0.17354 | 0.06557 | 0.10406 | 0.14129 | 0.18183 | 0.087464 | 0.1463 | 0.14256 | 0.11794 | 0.12416 | 0.017 | 0.001 | 0.025 | 0.0155 | 0.01 | 0.01
6284 | 0.095031 | 0.21179 | 0.09027 | 0.1093 | 0.14259 | 0.2161 | 0.10886 | 0.16792 | 0.17751 | 0.1908 | 0.13523 | 0 | 0 | 0 | 0 | 0 | 0
6285 | 0.082136 | 0.23574 | 0.11298 | 0.11313 | 0.14426 | 0.19841 | 0.11889 | 0.17427 | 0.18114 | 0.21291 | 0.13897 | 0 | 0 | 0 | 0 | 0 | 0
6286 | 0.063736 | 0.24798 | 0.12829 | 0.11028 | 0.1388 | 0.16832 | 0.12265 | 0.16816 | 0.16921 | 0.20537 | 0.13498 | 0 | 0 | 0 | 0 | 0 | 0
6287 | 0.043903 | 0.25792 | 0.14926 | 0.10743 | 0.12912 | 0.1377 | 0.12668 | 0.15546 | 0.15568 | 0.20244 | 0.12714 | 0 | 0 | 0 | 0 | 0 | 0
6288 | 0.028241 | 0.2744 | 0.17907 | 0.10797 | 0.11661 | 0.10401 | 0.13037 | 0.14087 | 0.1438 | 0.21187 | 0.11847 | 0 | 0 | 0 | 0 | 0 | 0
6289 | 0.017292 | 0.29322 | 0.20211 | 0.10738 | 0.10273 | 0.077735 | 0.1302 | 0.12569 | 0.12848 | 0.20102 | 0.10947 | 0 | 0 | 0 | 0 | 0 | 0
6290 | 0.011163 | 0.32013 | 0.21534 | 0.10593 | 0.091299 | 0.062884 | 0.13526 | 0.1127 | 0.11018 | 0.16169 | 0.10345 | 0 | 0 | 0 | 0 | 0 | 0
6291 | 0.009122 | 0.35546 | 0.21199 | 0.10435 | 0.091938 | 0.053462 | 0.14307 | 0.10168 | 0.096345 | 0.12769 | 0.10255 | 0 | 0 | 0 | 0 | 0 | 0
6292 | 0.012352 | 0.39869 | 0.1925 | 0.10321 | 0.10477 | 0.050097 | 0.14992 | 0.09287 | 0.089471 | 0.10578 | 0.10914 | 0 | 0 | 0 | 0 | 0 | 0
6293 | 0.017712 | 0.42681 | 0.16043 | 0.10008 | 0.1221 | 0.051341 | 0.149 | 0.083664 | 0.085539 | 0.090616 | 0.11654 | 0 | 0 | 0 | 0 | 0 | 0
6294 | 0.02575 | 0.42326 | 0.1258 | 0.097216 | 0.14009 | 0.052096 | 0.14715 | 0.076824 | 0.081389 | 0.074037 | 0.1226 | 0 | 0 | 0 | 0 | 0 | 0
6295 | 0.039896 | 0.3985 | 0.099452 | 0.10033 | 0.16164 | 0.052202 | 0.13706 | 0.07328 | 0.077903 | 0.057709 | 0.12842 | 0 | 0.012 | 0.001 | 0.00075 | 0 | 0.002
6296 | 0.058394 | 0.349 | 0.08028 | 0.10751 | 0.18387 | 0.049469 | 0.10648 | 0.059562 | 0.069219 | 0.042194 | 0.12565 | 0.036 | 0.094 | 0.068 | 0.0525 | 0.038 | 0.068
6297 | 0.07949 | 0.29046 | 0.03658 | 0.1064 | 0.20312 | 0.032875 | 0.11176 | 0.052866 | 0.059277 | 0.038612 | 0.11276 | 0.121 | 0.218 | 0.22 | 0.16025 | 0.115 | 0.185
6298 | 0.096378 | 0.23617 | 0.013487 | 0.11582 | 0.2376 | 0.029152 | 0.15983 | 0.055101 | 0.061238 | 0.028675 | 0.13202 | 0.247 | 0.349 | 0.387 | 0.30325 | 0.255 | 0.324
6299 | 0.11088 | 0.19871 | 0.012718 | 0.13485 | 0.28095 | 0.024237 | 0.18891 | 0.051874 | 0.063166 | 0.021684 | 0.15487 | 0.41 | 0.447 | 0.52 | 0.43525 | 0.386 | 0.425
6300 | 0.12675 | 0.17702 | 0.017407 | 0.14922 | 0.3035 | 0.020254 | 0.21462 | 0.046505 | 0.064283 | 0.018078 | 0.1723 | 0.538 | 0.488 | 0.603 | 0.5175 | 0.495 | 0.434
6301 | 0.14064 | 0.16658 | 0.018011 | 0.15651 | 0.31089 | 0.019931 | 0.24321 | 0.043054 | 0.067693 | 0.016346 | 0.19144 | 0.585 | 0.485 | 0.637 | 0.557 | 0.588 | 0.418
6302 | 0.14507 | 0.16029 | 0.014825 | 0.15208 | 0.29635 | 0.023458 | 0.26149 | 0.041562 | 0.070534 | 0.015258 | 0.20186 | 0.568 | 0.435 | 0.624 | 0.5375 | 0.583 | 0.375
6303 | 0.1371 | 0.15925 | 0.011252 | 0.13716 | 0.26313 | 0.029038 | 0.26431 | 0.041684 | 0.070878 | 0.016804 | 0.19598 | 0.527 | 0.368 | 0.571 | 0.49825 | 0.581 | 0.314
6304 | 0.12492 | 0.15801 | 0.00902 | 0.1197 | 0.22515 | 0.033647 | 0.25022 | 0.042372 | 0.069833 | 0.020281 | 0.18303 | 0.444 | 0.276 | 0.474 | 0.4095 | 0.466 | 0.254
6305 | 0.11476 | 0.149 | 0.008603 | 0.10047 | 0.17804 | 0.037652 | 0.20209 | 0.04226 | 0.065281 | 0.024151 | 0.15706 | 0.315 | 0.158 | 0.339 | 0.2845 | 0.314 | 0.17
6306 | 0.10432 | 0.13418 | 0.010329 | 0.078046 | 0.11949 | 0.038195 | 0.1503 | 0.041226 | 0.054777 | 0.026957 | 0.11273 | 0.162 | 0.057 | 0.18 | 0.1445 | 0.167 | 0.069
6307 | 0.1053 | 0.1217 | 0.028747 | 0.071601 | 0.080753 | 0.043447 | 0.16563 | 0.044225 | 0.051357 | 0.031412 | 0.086343 | 0.021 | 0.001 | 0.038 | 0.019 | 0.012 | 0.005
6308 | 0.12622 | 0.10746 | 0.061005 | 0.081698 | 0.057866 | 0.050825 | 0.1747 | 0.052224 | 0.051004 | 0.029524 | 0.071444 | 0 | 0 | 0 | 0 | 0 | 0
6309 | 0.1613 | 0.09609 | 0.073964 | 0.094992 | 0.049713 | 0.062421 | 0.16631 | 0.055583 | 0.05109 | 0.023362 | 0.062992 | 0 | 0 | 0 | 0 | 0 | 0
6310 | 0.19316 | 0.087903 | 0.063267 | 0.10458 | 0.057317 | 0.079661 | 0.15733 | 0.055666 | 0.054733 | 0.017993 | 0.065612 | 0 | 0 | 0 | 0 | 0 | 0
6311 | 0.22445 | 0.078404 | 0.044363 | 0.11631 | 0.080119 | 0.096891 | 0.14737 | 0.05704 | 0.061636 | 0.01406 | 0.078551 | 0 | 0 | 0 | 0 | 0 | 0
6312 | 0.24145 | 0.069508 | 0.023932 | 0.12735 | 0.11666 | 0.1094 | 0.13505 | 0.059783 | 0.068916 | 0.010194 | 0.096285 | 0 | 0 | 0 | 0 | 0 | 0
6313 | 0.24265 | 0.06521 | 0.007218 | 0.1381 | 0.16445 | 0.11861 | 0.12562 | 0.064478 | 0.076517 | 0.006791 | 0.11619 | 0 | 0 | 0 | 0 | 0 | 0
6314 | 0.23563 | 0.064363 | 0.000752 | 0.15105 | 0.21677 | 0.12572 | 0.11477 | 0.070949 | 0.084887 | 0.003637 | 0.13924 | 0 | 0 | 0 | 0 | 0 | 0
6315 | 0.23106 | 0.064447 | 2.7e-05 | 0.16662 | 0.26878 | 0.1348 | 0.10632 | 0.078453 | 0.094387 | 0.001384 | 0.16291 | 0 | 0 | 0 | 0 | 0 | 0
6316 | 0.23368 | 0.065311 | 3.6e-05 | 0.18179 | 0.31166 | 0.1502 | 0.09789 | 0.086338 | 0.10519 | 0.000984 | 0.18322 | 0 | 0 | 0 | 0 | 0 | 0
6317 | 0.21821 | 0.06619 | 0.003115 | 0.17673 | 0.30885 | 0.16744 | 0.089651 | 0.093523 | 0.11268 | 0.003474 | 0.18631 | 0 | 0 | 0 | 0 | 0 | 0
6318 | 0.21019 | 0.067801 | 0.018011 | 0.17297 | 0.2907 | 0.18964 | 0.085969 | 0.10125 | 0.12249 | 0.010248 | 0.18884 | 0 | 0 | 0 | 0 | 0 | 0
6319 | 0.22757 | 0.069222 | 0.040152 | 0.18608 | 0.29051 | 0.21479 | 0.081137 | 0.10855 | 0.1337 | 0.019558 | 0.1919 | 0.001 | 0.016 | 0.001 | 0.0005 | 0 | 0
6320 | 0.25661 | 0.070201 | 0.071513 | 0.20433 | 0.28488 | 0.17294 | 0.05931 | 0.1011 | 0.11798 | 0.026294 | 0.17161 | 0.067 | 0.122 | 0.079 | 0.06225 | 0.048 | 0.055
6321 | 0.27836 | 0.07104 | 0.072733 | 0.20932 | 0.27688 | 0.090921 | 0.05234 | 0.065826 | 0.079024 | 0.015086 | 0.14426 | 0.203 | 0.263 | 0.238 | 0.20375 | 0.2 | 0.174
6322 | 0.3114 | 0.080484 | 0.11376 | 0.24251 | 0.30238 | 0.1006 | 0.063973 | 0.059566 | 0.089556 | 0.024892 | 0.17316 | 0.354 | 0.39 | 0.386 | 0.35775 | 0.364 | 0.327
6323 | 0.34568 | 0.096428 | 0.19888 | 0.29408 | 0.33768 | 0.14707 | 0.075076 | 0.088782 | 0.12095 | 0.037881 | 0.21007 | 0.461 | 0.475 | 0.491 | 0.481 | 0.509 | 0.463
6324 | 0.39545 | 0.11289 | 0.26633 | 0.34135 | 0.36226 | 0.15638 | 0.079439 | 0.10879 | 0.13395 | 0.047243 | 0.22339 | 0.53 | 0.523 | 0.552 | 0.56075 | 0.615 | 0.546
6325 | 0.44463 | 0.13015 | 0.32381 | 0.38669 | 0.39164 | 0.16342 | 0.077226 | 0.11972 | 0.14321 | 0.057014 | 0.2327 | 0.564 | 0.531 | 0.563 | 0.58925 | 0.674 | 0.556
6326 | 0.50227 | 0.15555 | 0.40847 | 0.4447 | 0.42334 | 0.17025 | 0.071294 | 0.13106 | 0.15081 | 0.062168 | 0.23977 | 0.507 | 0.499 | 0.53 | 0.548 | 0.683 | 0.472
6327 | 0.52176 | 0.17585 | 0.50334 | 0.49213 | 0.45129 | 0.17488 | 0.062075 | 0.14216 | 0.15572 | 0.065286 | 0.24055 | 0.352 | 0.427 | 0.464 | 0.43725 | 0.623 | 0.31
6328 | 0.54008 | 0.18037 | 0.5635 | 0.5171 | 0.44772 | 0.16476 | 0.047455 | 0.1511 | 0.15137 | 0.069779 | 0.21985 | 0.164 | 0.308 | 0.371 | 0.28775 | 0.447 | 0.169
6329 | 0.5299 | 0.18804 | 0.58991 | 0.51816 | 0.43467 | 0.14852 | 0.032533 | 0.1579 | 0.14603 | 0.079846 | 0.19785 | 0.07 | 0.175 | 0.252 | 0.132 | 0.144 | 0.062
6330 | 0.50424 | 0.21761 | 0.5621 | 0.5024 | 0.44086 | 0.15671 | 0.027879 | 0.15899 | 0.15213 | 0.093501 | 0.19929 | 0.023 | 0.056 | 0.124 | 0.0495 | 0.035 | 0.016
6331 | 0.46564 | 0.2656 | 0.54652 | 0.5033 | 0.49773 | 0.20443 | 0.037068 | 0.17465 | 0.18302 | 0.11724 | 0.23576 | 0.001 | 0 | 0.021 | 0.00575 | 0.001 | 0
6332 | 0.43655 | 0.32204 | 0.5981 | 0.51121 | 0.49898 | 0.23342 | 0.057426 | 0.20529 | 0.20979 | 0.1437 | 0.25674 | 0 | 0 | 0 | 0 | 0 | 0
6333 | 0.43076 | 0.38764 | 0.5981 | 0.50703 | 0.49223 | 0.2517 | 0.097175 | 0.21935 | 0.22426 | 0.15477 | 0.27121 | 0 | 0 | 0 | 0 | 0 | 0
6334 | 0.44239 | 0.46144 | 0.58026 | 0.5016 | 0.48214 | 0.28998 | 0.1453 | 0.23204 | 0.24087 | 0.16507 | 0.2764 | 0 | 0 | 0 | 0 | 0 | 0
6335 | 0.44894 | 0.51073 | 0.54368 | 0.48687 | 0.46799 | 0.30955 | 0.1685 | 0.25776 | 0.25843 | 0.18513 | 0.2813 | 0 | 0 | 0 | 0 | 0 | 0
6336 | 0.40886 | 0.54641 | 0.49607 | 0.45319 | 0.45463 | 0.30943 | 0.17033 | 0.28049 | 0.26969 | 0.20685 | 0.28197 | 0 | 0 | 0 | 0 | 0 | 0
6337 | 0.3981 | 0.55975 | 0.46832 | 0.43759 | 0.44636 | 0.32554 | 0.16695 | 0.28508 | 0.28898 | 0.24712 | 0.2982 | 0 | 0 | 0 | 0 | 0 | 0
6338 | 0.4026 | 0.56543 | 0.4771 | 0.4352 | 0.42591 | 0.31566 | 0.16213 | 0.27986 | 0.29926 | 0.29735 | 0.30416 | 0 | 0 | 0 | 0 | 0 | 0
6339 | 0.40927 | 0.55026 | 0.55221 | 0.44671 | 0.37865 | 0.32094 | 0.16045 | 0.27933 | 0.31537 | 0.34113 | 0.3201 | 0 | 0 | 0 | 0 | 0 | 0
6340 | 0.35198 | 0.53294 | 0.66685 | 0.44936 | 0.32925 | 0.29653 | 0.16283 | 0.27397 | 0.30392 | 0.32677 | 0.3184 | 0 | 0 | 0 | 0 | 0 | 0
6341 | 0.27143 | 0.532 | 0.70701 | 0.43094 | 0.31437 | 0.27308 | 0.17219 | 0.27929 | 0.29281 | 0.29973 | 0.31915 | 0 | 0 | 0 | 0 | 0 | 0
6342 | 0.18991 | 0.52989 | 0.80343 | 0.42696 | 0.28755 | 0.22951 | 0.18489 | 0.28737 | 0.26412 | 0.25066 | 0.28893 | 0 | 0 | 0 | 0 | 0 | 0
6343 | 0.13808 | 0.49927 | 0.85109 | 0.41753 | 0.26342 | 0.20535 | 0.18674 | 0.30477 | 0.24837 | 0.22595 | 0.25742 | 0 | 0.005 | 0 | 0 | 0 | 0
6344 | 0.10308 | 0.44782 | 0.85564 | 0.38837 | 0.20639 | 0.18069 | 0.15353 | 0.31358 | 0.22763 | 0.20374 | 0.21253 | 0.023 | 0.06 | 0.023 | 0.0265 | 0.006 | 0.054
6345 | 0.084337 | 0.386 | 0.85818 | 0.36255 | 0.14512 | 0.16579 | 0.13828 | 0.32483 | 0.21213 | 0.18598 | 0.17192 | 0.086 | 0.137 | 0.096 | 0.0935 | 0.028 | 0.164
6346 | 0.079791 | 0.33925 | 0.85564 | 0.34712 | 0.10592 | 0.2144 | 0.17208 | 0.40761 | 0.238 | 0.17914 | 0.15086 | 0.18 | 0.213 | 0.197 | 0.178 | 0.07 | 0.265
6347 | 0.079194 | 0.28853 | 0.88153 | 0.34199 | 0.065235 | 0.27361 | 0.18922 | 0.51247 | 0.2822 | 0.22735 | 0.11538 | 0.281 | 0.262 | 0.307 | 0.26925 | 0.15 | 0.339
6348 | 0.076861 | 0.21848 | 0.89823 | 0.33656 | 0.034607 | 0.31994 | 0.1919 | 0.57682 | 0.31986 | 0.29869 | 0.083975 | 0.346 | 0.275 | 0.381 | 0.3505 | 0.32 | 0.355
6349 | 0.047692 | 0.15608 | 0.89917 | 0.32116 | 0.016619 | 0.32756 | 0.19359 | 0.60426 | 0.34475 | 0.38856 | 0.05861 | 0.343 | 0.253 | 0.398 | 0.3805 | 0.447 | 0.334
6350 | 0.016007 | 0.12022 | 0.90057 | 0.30822 | 0.008071 | 0.29874 | 0.19001 | 0.61013 | 0.35677 | 0.48094 | 0.03728 | 0.248 | 0.211 | 0.381 | 0.31625 | 0.351 | 0.285
6351 | 0.004588 | 0.093433 | 0.89437 | 0.30071 | 0.003156 | 0.23931 | 0.16873 | 0.60513 | 0.34424 | 0.51166 | 0.020862 | 0.158 | 0.169 | 0.34 | 0.22175 | 0.177 | 0.212
6352 | 0.00515 | 0.068868 | 0.88045 | 0.29571 | 0.001522 | 0.18337 | 0.12769 | 0.57625 | 0.31335 | 0.48226 | 0.011537 | 0.12 | 0.123 | 0.269 | 0.1635 | 0.111 | 0.154
6353 | 0.07507 | 0.04963 | 0.87264 | 0.31905 | 0.009428 | 0.1395 | 0.10293 | 0.5174 | 0.26459 | 0.39263 | 0.008823 | 0.097 | 0.072 | 0.178 | 0.10525 | 0.066 | 0.08
6354 | 0.18818 | 0.04054 | 0.85043 | 0.35295 | 0.020235 | 0.12247 | 0.10425 | 0.44387 | 0.22433 | 0.31996 | 0.011024 | 0.054 | 0.023 | 0.086 | 0.055 | 0.053 | 0.027
6355 | 0.29526 | 0.046555 | 0.80592 | 0.38019 | 0.039392 | 0.13987 | 0.12924 | 0.41208 | 0.23849 | 0.37874 | 0.02328 | 0.003 | 0 | 0.014 | 0.00625 | 0.007 | 0.001
6356 | 0.36447 | 0.054553 | 0.72472 | 0.38592 | 0.068574 | 0.15549 | 0.13586 | 0.41614 | 0.24681 | 0.36964 | 0.045979 | 0 | 0 | 0 | 0 | 0 | 0
6357 | 0.40911 | 0.053503 | 0.66685 | 0.39209 | 0.1003 | 0.16461 | 0.13205 | 0.4207 | 0.23763 | 0.29595 | 0.069246 | 0 | 0 | 0 | 0 | 0 | 0
6358 | 0.42698 | 0.048239 | 0.63008 | 0.39358 | 0.12367 | 0.18465 | 0.12198 | 0.40361 | 0.23326 | 0.25719 | 0.087601 | 0 | 0 | 0 | 0 | 0 | 0
6359 | 0.42329 | 0.040841 | 0.60352 | 0.38884 | 0.13972 | 0.20203 | 0.11403 | 0.38337 | 0.23071 | 0.24144 | 0.096015 | 0 | 0 | 0 | 0 | 0 | 0
6360 | 0.40834 | 0.030649 | 0.57887 | 0.37937 | 0.1509 | 0.21119 | 0.108 | 0.35126 | 0.21668 | 0.20837 | 0.095886 | 0 | 0 | 0 | 0 | 0 | 0
6361 | 0.41067 | 0.020705 | 0.55645 | 0.3751 | 0.15818 | 0.22935 | 0.10024 | 0.32785 | 0.20319 | 0.16074 | 0.094832 | 0 | 0 | 0 | 0 | 0 | 0
6362 | 0.41795 | 0.015788 | 0.54082 | 0.37222 | 0.1579 | 0.24867 | 0.093893 | 0.31766 | 0.20145 | 0.14608 | 0.093417 | 0 | 0 | 0 | 0 | 0 | 0
6363 | 0.46544 | 0.013877 | 0.50915 | 0.3755 | 0.15191 | 0.26465 | 0.087711 | 0.29871 | 0.203 | 0.14648 | 0.10216 | 0 | 0 | 0 | 0 | 0 | 0
6364 | 0.55944 | 0.01236 | 0.461 | 0.38861 | 0.1454 | 0.27382 | 0.084589 | 0.28447 | 0.2084 | 0.16069 | 0.11463 | 0 | 0 | 0 | 0 | 0 | 0
6365 | 0.64056 | 0.011395 | 0.38683 | 0.38927 | 0.14043 | 0.28252 | 0.086244 | 0.27127 | 0.22237 | 0.21273 | 0.12296 | 0 | 0 | 0 | 0 | 0 | 0
6366 | 0.68166 | 0.011924 | 0.313 | 0.38197 | 0.15125 | 0.28371 | 0.088515 | 0.25131 | 0.22096 | 0.22195 | 0.12688 | 0 | 0 | 0 | 0 | 0 | 0
6367 | 0.68448 | 0.012125 | 0.25399 | 0.37571 | 0.18866 | 0.30992 | 0.081669 | 0.23562 | 0.23443 | 0.26504 | 0.12714 | 0 | 0.004 | 0 | 0 | 0 | 0
6368 | 0.65331 | 0.012221 | 0.18831 | 0.35482 | 0.22284 | 0.30754 | 0.055524 | 0.19623 | 0.22242 | 0.26823 | 0.11767 | 0.025 | 0.043 | 0.04 | 0.0355 | 0.028 | 0.049
6369 | 0.55891 | 0.009214 | 0.1061 | 0.28535 | 0.19102 | 0.30238 | 0.047193 | 0.17513 | 0.2118 | 0.27118 | 0.098504 | 0.085 | 0.098 | 0.153 | 0.119 | 0.084 | 0.154
6370 | 0.49248 | 0.004645 | 0.10164 | 0.24182 | 0.13134 | 0.3539 | 0.057157 | 0.21644 | 0.26008 | 0.37357 | 0.096386 | 0.162 | 0.18 | 0.303 | 0.24325 | 0.199 | 0.309
6371 | 0.47892 | 0.002315 | 0.073964 | 0.22168 | 0.11215 | 0.41636 | 0.053816 | 0.23897 | 0.29426 | 0.41581 | 0.10588 | 0.249 | 0.274 | 0.452 | 0.3865 | 0.366 | 0.479
6372 | 0.43925 | 0.000971 | 0.061005 | 0.20781 | 0.12319 | 0.44763 | 0.045223 | 0.24923 | 0.31911 | 0.46394 | 0.11563 | 0.297 | 0.356 | 0.56 | 0.4645 | 0.447 | 0.554
6373 | 0.38456 | 0.000981 | 0.056062 | 0.18958 | 0.12811 | 0.44533 | 0.043097 | 0.25384 | 0.33004 | 0.50022 | 0.12075 | 0.323 | 0.384 | 0.605 | 0.4605 | 0.387 | 0.527
6374 | 0.35359 | 0.003392 | 0.064414 | 0.18467 | 0.136 | 0.42564 | 0.046648 | 0.25622 | 0.32655 | 0.49837 | 0.12596 | 0.369 | 0.366 | 0.598 | 0.43975 | 0.269 | 0.523
6375 | 0.35029 | 0.004637 | 0.0842 | 0.19803 | 0.15961 | 0.40365 | 0.050801 | 0.25731 | 0.31332 | 0.45882 | 0.1335 | 0.39 | 0.309 | 0.544 | 0.40925 | 0.242 | 0.461
6376 | 0.34174 | 0.004899 | 0.12416 | 0.21994 | 0.19393 | 0.3769 | 0.051338 | 0.25434 | 0.29332 | 0.39972 | 0.14231 | 0.356 | 0.223 | 0.452 | 0.3555 | 0.243 | 0.371
6377 | 0.31855 | 0.006636 | 0.15853 | 0.22989 | 0.21259 | 0.32025 | 0.045237 | 0.24321 | 0.25757 | 0.32318 | 0.14366 | 0.226 | 0.121 | 0.314 | 0.229 | 0.16 | 0.216
6378 | 0.29013 | 0.011265 | 0.21646 | 0.2347 | 0.19751 | 0.24677 | 0.037486 | 0.21159 | 0.212 | 0.26227 | 0.12737 | 0.094 | 0.037 | 0.16 | 0.097 | 0.07 | 0.064
6379 | 0.28093 | 0.018152 | 0.32653 | 0.26481 | 0.18697 | 0.23988 | 0.047963 | 0.18905 | 0.21113 | 0.28658 | 0.12901 | 0.008 | 0 | 0.028 | 0.0105 | 0.003 | 0.003
6380 | 0.28062 | 0.024207 | 0.41137 | 0.28675 | 0.16827 | 0.25221 | 0.061801 | 0.19097 | 0.21474 | 0.28079 | 0.13498 | 0 | 0 | 0 | 0 | 0 | 0
6381 | 0.30891 | 0.029894 | 0.38683 | 0.28015 | 0.14471 | 0.26135 | 0.080669 | 0.18563 | 0.2048 | 0.23425 | 0.13797 | 0 | 0 | 0 | 0 | 0 | 0
6382 | 0.3428 | 0.041539 | 0.35279 | 0.27909 | 0.14167 | 0.27397 | 0.10093 | 0.18444 | 0.20173 | 0.1973 | 0.15122 | 0 | 0 | 0 | 0 | 0 | 0
6383 | 0.35767 | 0.06645 | 0.34027 | 0.29136 | 0.17616 | 0.27467 | 0.11576 | 0.18708 | 0.19932 | 0.16233 | 0.17322 | 0 | 0 | 0 | 0 | 0 | 0
6384 | 0.39822 | 0.10589 | 0.37824 | 0.33616 | 0.23201 | 0.26754 | 0.12681 | 0.18645 | 0.19931 | 0.14526 | 0.19797 | 0 | 0 | 0 | 0 | 0 | 0
6385 | 0.43232 | 0.1496 | 0.46393 | 0.3949 | 0.28845 | 0.26397 | 0.13448 | 0.18853 | 0.20169 | 0.13361 | 0.22065 | 0 | 0 | 0 | 0 | 0 | 0
6386 | 0.44838 | 0.18794 | 0.52216 | 0.43422 | 0.3321 | 0.26301 | 0.13836 | 0.19557 | 0.20215 | 0.12049 | 0.22951 | 0 | 0 | 0 | 0 | 0 | 0
6387 | 0.47366 | 0.22512 | 0.55362 | 0.46751 | 0.37523 | 0.27387 | 0.14143 | 0.19964 | 0.20597 | 0.11679 | 0.23355 | 0 | 0 | 0 | 0 | 0 | 0
6388 | 0.48932 | 0.26731 | 0.57191 | 0.49219 | 0.41535 | 0.28389 | 0.145 | 0.20071 | 0.21529 | 0.12342 | 0.25314 | 0 | 0 | 0 | 0 | 0 | 0
6389 | 0.47888 | 0.31369 | 0.55787 | 0.49683 | 0.45375 | 0.2966 | 0.14985 | 0.20661 | 0.22935 | 0.14106 | 0.2731 | 0 | 0 | 0 | 0 | 0 | 0
6390 | 0.46169 | 0.36229 | 0.50479 | 0.48945 | 0.50188 | 0.31686 | 0.15386 | 0.21906 | 0.25008 | 0.16384 | 0.30057 | 0 | 0 | 0 | 0 | 0 | 0
6391 | 0.51649 | 0.41545 | 0.46393 | 0.49803 | 0.51367 | 0.32699 | 0.15023 | 0.23076 | 0.26628 | 0.20054 | 0.30683 | 0 | 0.008 | 0.001 | 0.00025 | 0 | 0
6392 | 0.55388 | 0.47821 | 0.45954 | 0.50742 | 0.50884 | 0.33784 | 0.10798 | 0.21927 | 0.2718 | 0.21735 | 0.31271 | 0.046 | 0.089 | 0.068 | 0.049 | 0.044 | 0.038
6393 | 0.59162 | 0.52849 | 0.3486 | 0.49378 | 0.54111 | 0.34465 | 0.10019 | 0.18234 | 0.27111 | 0.20709 | 0.35036 | 0.167 | 0.23 | 0.21 | 0.1745 | 0.189 | 0.132
6394 | 0.61655 | 0.54951 | 0.29315 | 0.50939 | 0.61847 | 0.39381 | 0.14312 | 0.21025 | 0.32858 | 0.30987 | 0.40038 | 0.271 | 0.378 | 0.343 | 0.3035 | 0.366 | 0.234
6395 | 0.6217 | 0.54243 | 0.34721 | 0.54868 | 0.67712 | 0.4613 | 0.17933 | 0.25312 | 0.39103 | 0.38757 | 0.46212 | 0.355 | 0.479 | 0.447 | 0.402 | 0.507 | 0.299
6396 | 0.59406 | 0.54712 | 0.36687 | 0.54957 | 0.68779 | 0.50161 | 0.20065 | 0.26845 | 0.42213 | 0.40194 | 0.51653 | 0.424 | 0.531 | 0.512 | 0.4655 | 0.603 | 0.323
6397 | 0.516 | 0.56359 | 0.37397 | 0.51607 | 0.65824 | 0.51018 | 0.21799 | 0.26896 | 0.43138 | 0.39408 | 0.55231 | 0.441 | 0.533 | 0.544 | 0.483 | 0.65 | 0.297
6398 | 0.45251 | 0.54594 | 0.3854 | 0.47702 | 0.59316 | 0.49963 | 0.23459 | 0.26465 | 0.42352 | 0.38746 | 0.54234 | 0.382 | 0.49 | 0.535 | 0.45825 | 0.664 | 0.252
6399 | 0.38293 | 0.49439 | 0.39979 | 0.42871 | 0.50343 | 0.47611 | 0.24469 | 0.25769 | 0.39967 | 0.37304 | 0.49186 | 0.317 | 0.408 | 0.481 | 0.406 | 0.617 | 0.209
6400 | 0.33362 | 0.43034 | 0.3854 | 0.37257 | 0.3987 | 0.42779 | 0.23801 | 0.24391 | 0.35223 | 0.34679 | 0.39041 | 0.242 | 0.292 | 0.389 | 0.32325 | 0.499 | 0.163
6401 | 0.30445 | 0.41064 | 0.35981 | 0.32033 | 0.29672 | 0.34035 | 0.21088 | 0.22222 | 0.28348 | 0.3083 | 0.26303 | 0.167 | 0.163 | 0.27 | 0.21 | 0.306 | 0.097
6402 | 0.2963 | 0.42674 | 0.3375 | 0.29183 | 0.24169 | 0.2578 | 0.18899 | 0.18592 | 0.21916 | 0.23906 | 0.19388 | 0.075 | 0.05 | 0.133 | 0.09 | 0.111 | 0.041
6403 | 0.29223 | 0.44185 | 0.3375 | 0.28323 | 0.21996 | 0.26882 | 0.18962 | 0.17021 | 0.21411 | 0.24892 | 0.16848 | 0.004 | 0 | 0.019 | 0.007 | 0.004 | 0.001
6404 | 0.30732 | 0.43309 | 0.36545 | 0.294 | 0.20923 | 0.26825 | 0.18598 | 0.17705 | 0.22013 | 0.27561 | 0.15962 | 0 | 0 | 0 | 0 | 0 | 0
6405 | 0.32735 | 0.42501 | 0.34027 | 0.28903 | 0.19947 | 0.24782 | 0.18372 | 0.17503 | 0.21218 | 0.26842 | 0.15746 | 0 | 0 | 0 | 0 | 0 | 0
6406 | 0.31931 | 0.4073 | 0.30235 | 0.27599 | 0.2063 | 0.23928 | 0.17598 | 0.17131 | 0.20425 | 0.24514 | 0.16128 | 0 | 0 | 0 | 0 | 0 | 0
6407 | 0.30881 | 0.37266 | 0.26509 | 0.26912 | 0.23346 | 0.23745 | 0.16603 | 0.16791 | 0.20684 | 0.24438 | 0.17761 | 0 | 0 | 0 | 0 | 0 | 0
6408 | 0.30436 | 0.34709 | 0.24552 | 0.26778 | 0.25345 | 0.23153 | 0.15843 | 0.16326 | 0.20482 | 0.22718 | 0.19732 | 0 | 0 | 0 | 0 | 0 | 0
6409 | 0.28991 | 0.3245 | 0.25399 | 0.26823 | 0.2608 | 0.22571 | 0.14743 | 0.15781 | 0.20027 | 0.20957 | 0.20797 | 0 | 0 | 0 | 0 | 0 | 0
6410 | 0.26729 | 0.31428 | 0.26012 | 0.25942 | 0.25085 | 0.21993 | 0.1338 | 0.1477 | 0.19016 | 0.18583 | 0.20718 | 0 | 0 | 0 | 0 | 0 | 0
6411 | 0.21744 | 0.31073 | 0.25156 | 0.23209 | 0.22727 | 0.21019 | 0.12223 | 0.13294 | 0.17665 | 0.1655 | 0.19795 | 0 | 0 | 0 | 0 | 0 | 0
6412 | 0.17607 | 0.30732 | 0.22441 | 0.20126 | 0.20331 | 0.19399 | 0.11099 | 0.11879 | 0.15808 | 0.13594 | 0.18358 | 0 | 0 | 0 | 0 | 0 | 0
6413 | 0.1461 | 0.29493 | 0.20537 | 0.17407 | 0.17073 | 0.17386 | 0.10146 | 0.10491 | 0.13527 | 0.10158 | 0.16074 | 0 | 0 | 0 | 0 | 0 | 0
6414 | 0.12758 | 0.27206 | 0.20537 | 0.1573 | 0.13895 | 0.15803 | 0.095652 | 0.090721 | 0.1131 | 0.064995 | 0.13864 | 0 | 0 | 0 | 0 | 0 | 0
6415 | 0.11858 | 0.24978 | 0.22326 | 0.15427 | 0.12098 | 0.15067 | 0.088035 | 0.081284 | 0.10066 | 0.044407 | 0.12628 | 0 | 0.008 | 0 | 0 | 0 | 0
6416 | 0.11631 | 0.23501 | 0.23018 | 0.15182 | 0.10898 | 0.12439 | 0.051507 | 0.07139 | 0.083504 | 0.030624 | 0.10761 | 0.048 | 0.104 | 0.047 | 0.0565 | 0.038 | 0.093
6417 | 0.11622 | 0.22785 | 0.14744 | 0.11825 | 0.091093 | 0.071997 | 0.029196 | 0.059259 | 0.057958 | 0.02479 | 0.075787 | 0.179 | 0.243 | 0.164 | 0.1885 | 0.142 | 0.269
6418 | 0.11435 | 0.22491 | 0.13336 | 0.11357 | 0.093003 | 0.0709 | 0.030428 | 0.062465 | 0.058873 | 0.02956 | 0.072565 | 0.341 | 0.371 | 0.308 | 0.34675 | 0.3 | 0.438
6419 | 0.10982 | 0.22494 | 0.10164 | 0.10568 | 0.10559 | 0.082208 | 0.03315 | 0.066576 | 0.067913 | 0.039805 | 0.083064 | 0.475 | 0.463 | 0.434 | 0.483 | 0.488 | 0.535
6420 | 0.10244 | 0.22513 | 0.064991 | 0.092808 | 0.11099 | 0.082743 | 0.036586 | 0.068617 | 0.07118 | 0.047672 | 0.08569 | 0.554 | 0.502 | 0.517 | 0.5605 | 0.588 | 0.583
6421 | 0.099213 | 0.22332 | 0.051324 | 0.088252 | 0.11422 | 0.078732 | 0.040416 | 0.069923 | 0.071963 | 0.051727 | 0.08747 | 0.572 | 0.488 | 0.551 | 0.5885 | 0.64 | 0.591
6422 | 0.091401 | 0.21868 | 0.047781 | 0.086592 | 0.12059 | 0.078171 | 0.045752 | 0.072627 | 0.075555 | 0.058402 | 0.093021 | 0.563 | 0.444 | 0.546 | 0.57775 | 0.646 | 0.556
6423 | 0.079049 | 0.20952 | 0.052359 | 0.086056 | 0.12676 | 0.080061 | 0.050658 | 0.077123 | 0.080896 | 0.06695 | 0.099449 | 0.483 | 0.369 | 0.5 | 0.4985 | 0.588 | 0.423
6424 | 0.062434 | 0.19668 | 0.06557 | 0.085317 | 0.12795 | 0.082292 | 0.052936 | 0.082411 | 0.085274 | 0.0732 | 0.10319 | 0.403 | 0.262 | 0.407 | 0.41175 | 0.517 | 0.32
6425 | 0.044154 | 0.18174 | 0.088901 | 0.085397 | 0.12313 | 0.085204 | 0.050425 | 0.091701 | 0.090256 | 0.080914 | 0.10321 | 0.297 | 0.144 | 0.278 | 0.29225 | 0.4 | 0.194
6426 | 0.030172 | 0.16454 | 0.1258 | 0.089956 | 0.11389 | 0.090271 | 0.051172 | 0.10658 | 0.096659 | 0.091476 | 0.098313 | 0.105 | 0.041 | 0.129 | 0.1205 | 0.171 | 0.077
6427 | 0.022036 | 0.14697 | 0.21646 | 0.11624 | 0.11024 | 0.11912 | 0.063364 | 0.14111 | 0.12329 | 0.13054 | 0.1024 | 0.006 | 0 | 0.016 | 0.00725 | 0.004 | 0.003
6428 | 0.01668 | 0.12742 | 0.36545 | 0.1596 | 0.096662 | 0.13992 | 0.068203 | 0.18424 | 0.14559 | 0.16432 | 0.093873 | 0 | 0 | 0 | 0 | 0 | 0
6429 | 0.012751 | 0.10826 | 0.49316 | 0.19463 | 0.077988 | 0.13675 | 0.066778 | 0.20675 | 0.14925 | 0.17792 | 0.075572 | 0 | 0 | 0 | 0 | 0 | 0
6430 | 0.009324 | 0.094187 | 0.53939 | 0.20298 | 0.060223 | 0.11954 | 0.062005 | 0.21316 | 0.14137 | 0.17488 | 0.057903 | 0 | 0 | 0 | 0 | 0 | 0
6431 | 0.006942 | 0.083826 | 0.54225 | 0.19917 | 0.048321 | 0.098742 | 0.059771 | 0.20813 | 0.12863 | 0.16248 | 0.045156 | 0 | 0 | 0 | 0 | 0 | 0
6432 | 0.006988 | 0.074495 | 0.52936 | 0.19215 | 0.040094 | 0.082293 | 0.059995 | 0.20028 | 0.11808 | 0.15296 | 0.036796 | 0 | 0 | 0 | 0 | 0 | 0
6433 | 0.009126 | 0.067513 | 0.5106 | 0.18456 | 0.03395 | 0.07214 | 0.060643 | 0.19494 | 0.11281 | 0.15283 | 0.031327 | 0 | 0 | 0 | 0 | 0 | 0
6434 | 0.012608 | 0.063016 | 0.47564 | 0.17235 | 0.028798 | 0.066739 | 0.062181 | 0.19144 | 0.11221 | 0.16276 | 0.027921 | 0 | 0 | 0 | 0 | 0 | 0
6435 | 0.016948 | 0.060889 | 0.44929 | 0.16391 | 0.025491 | 0.065262 | 0.063515 | 0.19184 | 0.11584 | 0.18021 | 0.026057 | 0 | 0 | 0 | 0 | 0 | 0
6436 | 0.021735 | 0.060544 | 0.43759 | 0.16118 | 0.024218 | 0.065966 | 0.063619 | 0.19338 | 0.12216 | 0.20346 | 0.025837 | 0 | 0 | 0 | 0 | 0 | 0
6437 | 0.025008 | 0.059687 | 0.44051 | 0.16329 | 0.024358 | 0.067696 | 0.059503 | 0.19488 | 0.12812 | 0.22424 | 0.025677 | 0 | 0 | 0 | 0 | 0 | 0
6438 | 0.02624 | 0.056071 | 0.45515 | 0.16846 | 0.023982 | 0.063824 | 0.053186 | 0.19379 | 0.1266 | 0.22392 | 0.024859 | 0 | 0 | 0 | 0 | 0 | 0
6439 | 0.027659 | 0.049882 | 0.48732 | 0.17992 | 0.024774 | 0.056119 | 0.045987 | 0.18618 | 0.11636 | 0.19903 | 0.024102 | 0 | 0.007 | 0 | 0 | 0 | 0
6440 | 0.028968 | 0.041851 | 0.4844 | 0.17989 | 0.026306 | 0.043624 | 0.023299 | 0.1522 | 0.090592 | 0.1436 | 0.022945 | 0.03 | 0.103 | 0.043 | 0.052 | 0.038 | 0.097
6441 | 0.029769 | 0.032484 | 0.31569 | 0.12348 | 0.024993 | 0.030138 | 0.015973 | 0.10468 | 0.064767 | 0.10704 | 0.017208 | 0.134 | 0.262 | 0.176 | 0.18675 | 0.161 | 0.276
6442 | 0.029594 | 0.025962 | 0.30367 | 0.11956 | 0.025407 | 0.053537 | 0.023548 | 0.12822 | 0.085158 | 0.13928 | 0.019598 | 0.333 | 0.411 | 0.337 | 0.3655 | 0.35 | 0.442
6443 | 0.029839 | 0.024168 | 0.36828 | 0.14037 | 0.023002 | 0.067561 | 0.02623 | 0.16334 | 0.095077 | 0.13058 | 0.018827 | 0.472 | 0.509 | 0.466 | 0.494 | 0.486 | 0.552
6444 | 0.033623 | 0.025506 | 0.3811 | 0.14614 | 0.0237 | 0.068974 | 0.02801 | 0.15685 | 0.090902 | 0.11965 | 0.01813 | 0.55 | 0.552 | 0.553 | 0.57475 | 0.58 | 0.616
6445 | 0.0407 | 0.031351 | 0.36263 | 0.14397 | 0.028582 | 0.071665 | 0.03124 | 0.15011 | 0.090387 | 0.11969 | 0.020091 | 0.569 | 0.526 | 0.585 | 0.591 | 0.604 | 0.606
6446 | 0.052082 | 0.042265 | 0.33337 | 0.14173 | 0.039722 | 0.079491 | 0.037197 | 0.14894 | 0.097333 | 0.13473 | 0.026165 | 0.557 | 0.474 | 0.571 | 0.57125 | 0.573 | 0.584
6447 | 0.068849 | 0.055707 | 0.31704 | 0.14791 | 0.057843 | 0.091904 | 0.046408 | 0.15515 | 0.11202 | 0.1635 | 0.037531 | 0.49 | 0.384 | 0.509 | 0.49575 | 0.485 | 0.499
6448 | 0.092088 | 0.065966 | 0.32926 | 0.16664 | 0.078577 | 0.10923 | 0.057664 | 0.16915 | 0.13287 | 0.20156 | 0.051538 | 0.393 | 0.276 | 0.407 | 0.38525 | 0.377 | 0.364
6449 | 0.12175 | 0.070927 | 0.37967 | 0.20027 | 0.099389 | 0.12781 | 0.066643 | 0.18994 | 0.15396 | 0.23181 | 0.066286 | 0.239 | 0.156 | 0.274 | 0.22475 | 0.166 | 0.22
6450 | 0.15576 | 0.07596 | 0.42591 | 0.23553 | 0.12491 | 0.14027 | 0.07628 | 0.20354 | 0.1666 | 0.23774 | 0.084845 | 0.105 | 0.048 | 0.134 | 0.09875 | 0.079 | 0.077
6451 | 0.18887 | 0.083966 | 0.5135 | 0.28718 | 0.15918 | 0.2027 | 0.11027 | 0.27191 | 0.2296 | 0.32392 | 0.11987 | 0.006 | 0 | 0.023 | 0.00825 | 0.002 | 0.002
6452 | 0.21273 | 0.09273 | 0.65442 | 0.35006 | 0.18304 | 0.25571 | 0.13197 | 0.35445 | 0.28858 | 0.39436 | 0.14978 | 0 | 0 | 0 | 0 | 0 | 0
6453 | 0.2277 | 0.099628 | 0.71039 | 0.37603 | 0.19001 | 0.28376 | 0.13759 | 0.37593 | 0.30919 | 0.41167 | 0.16539 | 0 | 0 | 0 | 0 | 0 | 0
6454 | 0.23904 | 0.097929 | 0.68736 | 0.37218 | 0.19016 | 0.30068 | 0.13379 | 0.36527 | 0.3128 | 0.41396 | 0.17129 | 0 | 0 | 0 | 0 | 0 | 0
6455 | 0.25092 | 0.087663 | 0.64173 | 0.35943 | 0.18563 | 0.31011 | 0.12726 | 0.34691 | 0.30945 | 0.41095 | 0.16981 | 0 | 0 | 0 | 0 | 0 | 0
6456 | 0.26252 | 0.072648 | 0.61024 | 0.34953 | 0.17581 | 0.31212 | 0.11735 | 0.33243 | 0.30123 | 0.3996 | 0.16076 | 0 | 0 | 0 | 0 | 0 | 0
6457 | 0.26415 | 0.0581 | 0.58716 | 0.33637 | 0.15781 | 0.30714 | 0.1044 | 0.32277 | 0.28998 | 0.3821 | 0.14792 | 0 | 0 | 0 | 0 | 0 | 0
6458 | 0.25954 | 0.048832 | 0.57331 | 0.32262 | 0.135 | 0.29578 | 0.091572 | 0.3185 | 0.27855 | 0.36889 | 0.13101 | 0 | 0 | 0 | 0 | 0 | 0
6459 | 0.24732 | 0.047634 | 0.56771 | 0.30749 | 0.10743 | 0.2813 | 0.08121 | 0.31156 | 0.26792 | 0.36769 | 0.11113 | 0 | 0 | 0 | 0 | 0 | 0
6460 | 0.22497 | 0.053356 | 0.55504 | 0.28794 | 0.083818 | 0.26392 | 0.075563 | 0.30547 | 0.25657 | 0.36559 | 0.091309 | 0 | 0 | 0 | 0 | 0 | 0
6461 | 0.19952 | 0.061736 | 0.54225 | 0.26992 | 0.067981 | 0.24294 | 0.075059 | 0.29755 | 0.24488 | 0.36286 | 0.076171 | 0 | 0 | 0 | 0 | 0 | 0
6462 | 0.1809 | 0.069528 | 0.50915 | 0.2494 | 0.058157 | 0.22458 | 0.076559 | 0.28586 | 0.23535 | 0.36424 | 0.066741 | 0 | 0 | 0 | 0 | 0 | 0
6463 | 0.17467 | 0.073325 | 0.4771 | 0.23549 | 0.054709 | 0.20331 | 0.071516 | 0.27081 | 0.22646 | 0.36978 | 0.061923 | 0 | 0.009 | 0 | 0 | 0 | 0
6464 | 0.17558 | 0.068612 | 0.47271 | 0.23485 | 0.05626 | 0.15882 | 0.044671 | 0.24667 | 0.19393 | 0.31382 | 0.056391 | 0.051 | 0.111 | 0.044 | 0.0505 | 0.034 | 0.073
6465 | 0.17408 | 0.056511 | 0.44636 | 0.22395 | 0.051417 | 0.11388 | 0.034404 | 0.21167 | 0.14034 | 0.19403 | 0.041765 | 0.196 | 0.28 | 0.205 | 0.2105 | 0.189 | 0.252
6466 | 0.18049 | 0.045014 | 0.46979 | 0.237 | 0.060736 | 0.13434 | 0.055201 | 0.24773 | 0.18746 | 0.31404 | 0.053736 | 0.367 | 0.444 | 0.372 | 0.388 | 0.368 | 0.445
6467 | 0.19051 | 0.037657 | 0.52216 | 0.25987 | 0.066929 | 0.22764 | 0.065995 | 0.32143 | 0.26559 | 0.43996 | 0.073315 | 0.494 | 0.55 | 0.5 | 0.5155 | 0.517 | 0.551
6468 | 0.19153 | 0.033188 | 0.6089 | 0.28783 | 0.063055 | 0.27227 | 0.063656 | 0.37132 | 0.29307 | 0.45466 | 0.074028 | 0.579 | 0.593 | 0.58 | 0.597 | 0.622 | 0.607
6469 | 0.17781 | 0.031872 | 0.64556 | 0.29516 | 0.062099 | 0.27289 | 0.06192 | 0.38607 | 0.29196 | 0.43757 | 0.071296 | 0.621 | 0.601 | 0.61 | 0.63275 | 0.68 | 0.62
6470 | 0.16852 | 0.035633 | 0.65818 | 0.29845 | 0.068643 | 0.26567 | 0.064715 | 0.38455 | 0.28744 | 0.42577 | 0.073753 | 0.62 | 0.569 | 0.593 | 0.621 | 0.693 | 0.578
6471 | 0.17335 | 0.046555 | 0.67175 | 0.30954 | 0.083525 | 0.2714 | 0.071723 | 0.38579 | 0.29121 | 0.42397 | 0.083695 | 0.574 | 0.496 | 0.534 | 0.56625 | 0.658 | 0.499
6472 | 0.19207 | 0.0633 | 0.69902 | 0.33209 | 0.10519 | 0.28819 | 0.080135 | 0.39505 | 0.30349 | 0.43278 | 0.097946 | 0.483 | 0.382 | 0.436 | 0.4685 | 0.575 | 0.38
6473 | 0.21365 | 0.076164 | 0.72363 | 0.35613 | 0.1311 | 0.28958 | 0.08472 | 0.40074 | 0.30893 | 0.43398 | 0.11143 | 0.347 | 0.234 | 0.302 | 0.3325 | 0.439 | 0.242
6474 | 0.2255 | 0.081253 | 0.6838 | 0.35636 | 0.15978 | 0.25287 | 0.090322 | 0.38 | 0.28946 | 0.40718 | 0.1178 | 0.172 | 0.081 | 0.151 | 0.16325 | 0.242 | 0.088
6475 | 0.24475 | 0.08288 | 0.65568 | 0.36666 | 0.19954 | 0.29905 | 0.11715 | 0.41226 | 0.33257 | 0.47166 | 0.1473 | 0.009 | 0 | 0.022 | 0.01025 | 0.008 | 0.002
6476 | 0.25619 | 0.08361 | 0.71263 | 0.39522 | 0.21685 | 0.34833 | 0.1286 | 0.46079 | 0.37431 | 0.52056 | 0.16758 | 0 | 0 | 0 | 0 | 0 | 0
6477 | 0.25283 | 0.078765 | 0.76275 | 0.40822 | 0.20907 | 0.34163 | 0.12406 | 0.44895 | 0.36336 | 0.4958 | 0.16707 | 0 | 0 | 0 | 0 | 0 | 0
6478 | 0.24296 | 0.064824 | 0.75586 | 0.39579 | 0.18856 | 0.31575 | 0.11165 | 0.42742 | 0.33684 | 0.44853 | 0.15567 | 0 | 0 | 0 | 0 | 0 | 0
6479 | 0.24018 | 0.0484 | 0.75286 | 0.38915 | 0.17441 | 0.29934 | 0.10124 | 0.40078 | 0.31654 | 0.41703 | 0.14899 | 0 | 0 | 0 | 0 | 0 | 0
6480 | 0.23802 | 0.034304 | 0.76079 | 0.38649 | 0.16067 | 0.28577 | 0.091241 | 0.37275 | 0.29993 | 0.4011 | 0.14009 | 0 | 0 | 0 | 0 | 0 | 0
6481 | 0.22174 | 0.025596 | 0.76565 | 0.37544 | 0.13892 | 0.26944 | 0.080577 | 0.36289 | 0.28853 | 0.39581 | 0.12598 | 0 | 0 | 0 | 0 | 0 | 0
6482 | 0.21274 | 0.024977 | 0.75386 | 0.3618 | 0.1188 | 0.25188 | 0.069729 | 0.35296 | 0.27582 | 0.38491 | 0.11354 | 0 | 0 | 0 | 0 | 0 | 0
6483 | 0.21703 | 0.027218 | 0.73328 | 0.35503 | 0.11478 | 0.23618 | 0.06066 | 0.34413 | 0.26322 | 0.36466 | 0.10792 | 0 | 0 | 0 | 0 | 0 | 0
6484 | 0.22771 | 0.030522 | 0.71374 | 0.35332 | 0.11849 | 0.22634 | 0.055293 | 0.33513 | 0.25312 | 0.34318 | 0.10782 | 0 | 0 | 0 | 0 | 0 | 0
6485 | 0.22212 | 0.030975 | 0.69902 | 0.34155 | 0.10352 | 0.20896 | 0.05139 | 0.31882 | 0.23941 | 0.33343 | 0.096429 | 0 | 0 | 0 | 0 | 0 | 0
6486 | 0.19597 | 0.032182 | 0.69206 | 0.32258 | 0.079704 | 0.18372 | 0.048667 | 0.30523 | 0.22544 | 0.33265 | 0.08017 | 0 | 0 | 0 | 0 | 0 | 0
6487 | 0.17708 | 0.038513 | 0.68854 | 0.31023 | 0.065081 | 0.16057 | 0.045467 | 0.29734 | 0.21569 | 0.33673 | 0.06811 | 0 | 0.008 | 0 | 0 | 0 | 0
6488 | 0.16188 | 0.041805 | 0.67053 | 0.29901 | 0.064613 | 0.12496 | 0.028017 | 0.26274 | 0.18068 | 0.27583 | 0.059201 | 0.049 | 0.113 | 0.061 | 0.046 | 0.032 | 0.042
6489 | 0.14883 | 0.034552 | 0.5451 | 0.25449 | 0.069543 | 0.075007 | 0.014094 | 0.18431 | 0.10921 | 0.12981 | 0.047724 | 0.188 | 0.272 | 0.23 | 0.18825 | 0.191 | 0.144
6490 | 0.14249 | 0.022858 | 0.61292 | 0.27659 | 0.074358 | 0.088845 | 0.029235 | 0.22607 | 0.13951 | 0.19419 | 0.048925 | 0.355 | 0.437 | 0.393 | 0.35025 | 0.371 | 0.282
6491 | 0.14148 | 0.015606 | 0.68617 | 0.30372 | 0.083519 | 0.1788 | 0.044382 | 0.36655 | 0.23931 | 0.34448 | 0.067393 | 0.482 | 0.544 | 0.516 | 0.48 | 0.518 | 0.404
6492 | 0.1461 | 0.011075 | 0.8234 | 0.35496 | 0.095384 | 0.24373 | 0.046285 | 0.43723 | 0.284 | 0.37157 | 0.083472 | 0.569 | 0.602 | 0.595 | 0.56825 | 0.619 | 0.49
6493 | 0.15657 | 0.006363 | 0.86376 | 0.37285 | 0.098211 | 0.24557 | 0.046988 | 0.44647 | 0.29031 | 0.38688 | 0.082327 | 0.609 | 0.609 | 0.623 | 0.60675 | 0.677 | 0.518
6494 | 0.16533 | 0.004135 | 0.86315 | 0.37605 | 0.09966 | 0.23948 | 0.051012 | 0.44356 | 0.28686 | 0.38503 | 0.079374 | 0.604 | 0.575 | 0.611 | 0.59475 | 0.689 | 0.475
6495 | 0.16609 | 0.005015 | 0.8491 | 0.37255 | 0.10247 | 0.2374 | 0.060674 | 0.44202 | 0.28591 | 0.38536 | 0.078872 | 0.563 | 0.496 | 0.554 | 0.5365 | 0.657 | 0.372
6496 | 0.17385 | 0.007716 | 0.84776 | 0.38083 | 0.12086 | 0.24114 | 0.075347 | 0.44529 | 0.29213 | 0.39568 | 0.086396 | 0.463 | 0.379 | 0.455 | 0.4435 | 0.574 | 0.282
6497 | 0.19886 | 0.011988 | 0.83668 | 0.39302 | 0.14352 | 0.24203 | 0.08969 | 0.43006 | 0.29222 | 0.39731 | 0.099471 | 0.308 | 0.229 | 0.32 | 0.3075 | 0.436 | 0.166
6498 | 0.22269 | 0.021817 | 0.74679 | 0.38156 | 0.1752 | 0.22545 | 0.1101 | 0.38445 | 0.27539 | 0.37448 | 0.11718 | 0.134 | 0.079 | 0.165 | 0.1495 | 0.238 | 0.061
6499 | 0.25483 | 0.031496 | 0.74165 | 0.40752 | 0.22607 | 0.31181 | 0.16525 | 0.42601 | 0.34068 | 0.46006 | 0.16483 | 0.005 | 0 | 0.023 | 0.00875 | 0.006 | 0.001
6500 | 0.29263 | 0.031031 | 0.81483 | 0.4626 | 0.28034 | 0.38962 | 0.19721 | 0.47009 | 0.4035 | 0.54184 | 0.21244 | 0 | 0 | 0 | 0 | 0 | 0
6501 | 0.32479 | 0.027343 | 0.81404 | 0.47839 | 0.29633 | 0.38708 | 0.19624 | 0.46038 | 0.40218 | 0.53707 | 0.2242 | 0 | 0 | 0 | 0 | 0 | 0
6502 | 0.31605 | 0.022695 | 0.78522 | 0.46182 | 0.28419 | 0.36227 | 0.17484 | 0.44465 | 0.38485 | 0.52087 | 0.21159 | 0 | 0 | 0 | 0 | 0 | 0
6503 | 0.29646 | 0.016855 | 0.75685 | 0.44302 | 0.27576 | 0.34124 | 0.15022 | 0.43772 | 0.36566 | 0.48639 | 0.19728 | 0 | 0 | 0 | 0 | 0 | 0
6504 | 0.28416 | 0.011888 | 0.73958 | 0.42469 | 0.25034 | 0.32497 | 0.13298 | 0.4336 | 0.35216 | 0.47057 | 0.1795 | 0 | 0 | 0 | 0 | 0 | 0
6505 | 0.2833 | 0.007986 | 0.72472 | 0.40583 | 0.20947 | 0.30667 | 0.12281 | 0.41894 | 0.34041 | 0.47767 | 0.15838 | 0 | 0 | 0 | 0 | 0 | 0
6506 | 0.28107 | 0.005118 | 0.71151 | 0.39393 | 0.18919 | 0.29863 | 0.11782 | 0.40526 | 0.33566 | 0.48883 | 0.14992 | 0 | 0 | 0 | 0 | 0 | 0
6507 | 0.29705 | 0.00344 | 0.70927 | 0.39774 | 0.18689 | 0.29733 | 0.11603 | 0.39329 | 0.33416 | 0.49651 | 0.1495 | 0 | 0 | 0 | 0 | 0 | 0
6508 | 0.2817 | 0.002495 | 0.70588 | 0.39339 | 0.1926 | 0.28516 | 0.11345 | 0.39155 | 0.33005 | 0.49365 | 0.14983 | 0 | 0 | 0 | 0 | 0 | 0
6509 | 0.27656 | 0.001847 | 0.69787 | 0.38784 | 0.18908 | 0.25739 | 0.10484 | 0.38036 | 0.3164 | 0.48622 | 0.14163 | 0 | 0 | 0 | 0 | 0 | 0
6510 | 0.27258 | 0.001738 | 0.69206 | 0.38187 | 0.18098 | 0.23534 | 0.093649 | 0.3637 | 0.30137 | 0.48282 | 0.12361 | 0 | 0 | 0 | 0 | 0 | 0
6511 | 0.27232 | 0.002123 | 0.70701 | 0.38806 | 0.18485 | 0.22414 | 0.082638 | 0.36558 | 0.29615 | 0.48307 | 0.11181 | 0 | 0.006 | 0 | 0 | 0 | 0
6512 | 0.27419 | 0.003058 | 0.70017 | 0.38769 | 0.1887 | 0.18939 | 0.05827 | 0.34772 | 0.26325 | 0.41133 | 0.10455 | 0.05 | 0.106 | 0.057 | 0.04625 | 0.031 | 0.047
6513 | 0.25334 | 0.00478 | 0.62089 | 0.3488 | 0.17218 | 0.12754 | 0.053393 | 0.29431 | 0.19325 | 0.26427 | 0.086896 | 0.203 | 0.28 | 0.216 | 0.218 | 0.189 | 0.264
6514 | 0.22887 | 0.006594 | 0.76565 | 0.38687 | 0.16609 | 0.14276 | 0.09849 | 0.40235 | 0.26937 | 0.4403 | 0.092067 | 0.368 | 0.448 | 0.376 | 0.39025 | 0.368 | 0.449
6515 | 0.20887 | 0.008147 | 0.88836 | 0.42151 | 0.16731 | 0.24062 | 0.14103 | 0.5296 | 0.37095 | 0.60908 | 0.10449 | 0.494 | 0.55 | 0.5 | 0.51575 | 0.516 | 0.553
6516 | 0.22909 | 0.009584 | 0.92657 | 0.45286 | 0.20291 | 0.34086 | 0.15429 | 0.57868 | 0.43083 | 0.65043 | 0.15337 | 0.579 | 0.604 | 0.58 | 0.59725 | 0.62 | 0.61
6517 | 0.26296 | 0.010201 | 0.95523 | 0.48482 | 0.23626 | 0.40727 | 0.15259 | 0.5989 | 0.46022 | 0.64883 | 0.1859 | 0.621 | 0.615 | 0.609 | 0.633 | 0.678 | 0.624
6518 | 0.30949 | 0.010501 | 0.96583 | 0.511 | 0.25768 | 0.44537 | 0.15227 | 0.60282 | 0.47415 | 0.63783 | 0.21059 | 0.62 | 0.581 | 0.591 | 0.624 | 0.691 | 0.594
6519 | 0.36303 | 0.012446 | 0.96243 | 0.53656 | 0.28421 | 0.47118 | 0.15777 | 0.59739 | 0.48322 | 0.62468 | 0.23963 | 0.572 | 0.502 | 0.532 | 0.57125 | 0.656 | 0.525
6520 | 0.41964 | 0.016642 | 0.95149 | 0.56618 | 0.32742 | 0.4861 | 0.16927 | 0.58249 | 0.48812 | 0.61146 | 0.27244 | 0.481 | 0.378 | 0.435 | 0.4745 | 0.572 | 0.41
6521 | 0.46365 | 0.023913 | 0.9315 | 0.58438 | 0.358 | 0.46824 | 0.17434 | 0.54792 | 0.46915 | 0.5807 | 0.27975 | 0.345 | 0.224 | 0.299 | 0.33325 | 0.432 | 0.257
6522 | 0.47603 | 0.035118 | 0.88938 | 0.57226 | 0.35137 | 0.4297 | 0.17864 | 0.50184 | 0.43334 | 0.54483 | 0.25699 | 0.17 | 0.074 | 0.146 | 0.1625 | 0.232 | 0.102
6523 | 0.5004 | 0.049038 | 0.84776 | 0.57233 | 0.36882 | 0.4567 | 0.24118 | 0.51516 | 0.46438 | 0.60461 | 0.28104 | 0.006 | 0 | 0.018 | 0.0075 | 0.004 | 0.002
6524 | 0.49732 | 0.062044 | 0.81563 | 0.57018 | 0.39758 | 0.477 | 0.27076 | 0.5306 | 0.47927 | 0.59701 | 0.31248 | 0 | 0 | 0 | 0 | 0 | 0
6525 | 0.51227 | 0.069299 | 0.81404 | 0.57642 | 0.40296 | 0.45663 | 0.26552 | 0.51291 | 0.45727 | 0.5466 | 0.31295 | 0 | 0 | 0 | 0 | 0 | 0
6526 | 0.52001 | 0.069011 | 0.80091 | 0.56979 | 0.38845 | 0.43427 | 0.24497 | 0.49453 | 0.44237 | 0.54781 | 0.29285 | 0 | 0 | 0 | 0 | 0 | 0
6527 | 0.5125 | 0.065903 | 0.78432 | 0.56025 | 0.38392 | 0.40576 | 0.22378 | 0.47457 | 0.42504 | 0.53544 | 0.28438 | 0 | 0 | 0 | 0 | 0 | 0
6528 | 0.50653 | 0.060162 | 0.75685 | 0.55053 | 0.38823 | 0.38224 | 0.20371 | 0.4502 | 0.41041 | 0.52729 | 0.2819 | 0 | 0 | 0 | 0 | 0 | 0
6529 | 0.47934 | 0.052615 | 0.72688 | 0.52521 | 0.36942 | 0.36339 | 0.18294 | 0.42828 | 0.39396 | 0.51858 | 0.26561 | 0 | 0 | 0 | 0 | 0 | 0
6530 | 0.43927 | 0.044483 | 0.70247 | 0.50518 | 0.3738 | 0.35279 | 0.16332 | 0.41598 | 0.38597 | 0.51946 | 0.25565 | 0 | 0 | 0 | 0 | 0 | 0
6531 | 0.40602 | 0.035951 | 0.68971 | 0.48281 | 0.3527 | 0.34522 | 0.14634 | 0.41203 | 0.38258 | 0.52298 | 0.25008 | 0 | 0 | 0 | 0 | 0 | 0
6532 | 0.4176 | 0.028531 | 0.67418 | 0.47947 | 0.34664 | 0.34159 | 0.13037 | 0.40427 | 0.38085 | 0.52533 | 0.25221 | 0 | 0 | 0 | 0 | 0 | 0
6533 | 0.41728 | 0.021268 | 0.65568 | 0.4688 | 0.33345 | 0.32803 | 0.11546 | 0.39104 | 0.3656 | 0.5083 | 0.23504 | 0 | 0 | 0 | 0 | 0 | 0
6534 | 0.38599 | 0.014312 | 0.64684 | 0.44788 | 0.31082 | 0.31246 | 0.10098 | 0.38012 | 0.34621 | 0.47459 | 0.21765 | 0 | 0 | 0 | 0 | 0 | 0
6535 | 0.35908 | 0.010019 | 0.63787 | 0.43285 | 0.3016 | 0.30945 | 0.086763 | 0.37237 | 0.34072 | 0.47373 | 0.20733 | 0 | 0.006 | 0 | 0 | 0 | 0
6536 | 0.34026 | 0.007254 | 0.64301 | 0.41548 | 0.26316 | 0.26643 | 0.055048 | 0.33426 | 0.29782 | 0.41938 | 0.1712 | 0.046 | 0.113 | 0.051 | 0.0475 | 0.029 | 0.064
6537 | 0.29653 | 0.005718 | 0.57331 | 0.35839 | 0.20531 | 0.17159 | 0.043632 | 0.27017 | 0.22212 | 0.32635 | 0.12036 | 0.203 | 0.293 | 0.207 | 0.2175 | 0.185 | 0.275
6538 | 0.24916 | 0.005718 | 0.70814 | 0.37855 | 0.17834 | 0.20526 | 0.085877 | 0.35053 | 0.30687 | 0.56164 | 0.11006 | 0.365 | 0.456 | 0.359 | 0.3835 | 0.368 | 0.442
6539 | 0.23326 | 0.007018 | 0.72255 | 0.38327 | 0.19401 | 0.33869 | 0.12054 | 0.41167 | 0.38692 | 0.6598 | 0.13753 | 0.492 | 0.557 | 0.472 | 0.50825 | 0.515 | 0.554
6540 | 0.2581 | 0.009354 | 0.77793 | 0.42556 | 0.24066 | 0.40257 | 0.1248 | 0.43063 | 0.4156 | 0.64817 | 0.18105 | 0.575 | 0.613 | 0.546 | 0.589 | 0.62 | 0.615
6541 | 0.30247 | 0.010632 | 0.75486 | 0.44764 | 0.28559 | 0.42767 | 0.11777 | 0.41806 | 0.41676 | 0.60756 | 0.21376 | 0.614 | 0.624 | 0.578 | 0.62425 | 0.676 | 0.629
6542 | 0.35367 | 0.011503 | 0.68021 | 0.44733 | 0.30812 | 0.43483 | 0.11598 | 0.38886 | 0.4066 | 0.57241 | 0.23028 | 0.613 | 0.59 | 0.563 | 0.61675 | 0.692 | 0.599
6543 | 0.39264 | 0.012105 | 0.62616 | 0.44607 | 0.31942 | 0.44139 | 0.12157 | 0.36181 | 0.40145 | 0.56137 | 0.24122 | 0.568 | 0.511 | 0.502 | 0.56325 | 0.66 | 0.523
6544 | 0.41246 | 0.012725 | 0.62616 | 0.45737 | 0.3335 | 0.44774 | 0.13111 | 0.34335 | 0.40114 | 0.5622 | 0.25128 | 0.476 | 0.39 | 0.401 | 0.46375 | 0.574 | 0.404
6545 | 0.40949 | 0.0147 | 0.65943 | 0.46585 | 0.32862 | 0.42884 | 0.13398 | 0.33143 | 0.38564 | 0.54295 | 0.23936 | 0.338 | 0.237 | 0.273 | 0.3235 | 0.431 | 0.252
6546 | 0.38827 | 0.01899 | 0.65317 | 0.44843 | 0.30386 | 0.40472 | 0.13551 | 0.32337 | 0.36683 | 0.51711 | 0.22211 | 0.162 | 0.079 | 0.132 | 0.1545 | 0.228 | 0.096
6547 | 0.40961 | 0.025521 | 0.70814 | 0.49322 | 0.3619 | 0.4399 | 0.16631 | 0.38869 | 0.41114 | 0.54957 | 0.26642 | 0.004 | 0 | 0.014 | 0.0055 | 0.003 | 0.001
6548 | 0.43772 | 0.033243 | 0.79144 | 0.54499 | 0.40581 | 0.44939 | 0.17833 | 0.45153 | 0.44019 | 0.56303 | 0.29682 | 0 | 0 | 0 | 0 | 0 | 0
6549 | 0.45068 | 0.040003 | 0.77327 | 0.54629 | 0.41493 | 0.41065 | 0.1682 | 0.44174 | 0.41606 | 0.52099 | 0.29088 | 0 | 0 | 0 | 0 | 0 | 0
6550 | 0.44701 | 0.041642 | 0.74882 | 0.53023 | 0.39485 | 0.38195 | 0.14939 | 0.41529 | 0.38943 | 0.49103 | 0.26943 | 0 | 0 | 0 | 0 | 0 | 0
6551 | 0.45178 | 0.034146 | 0.69902 | 0.51194 | 0.38503 | 0.37249 | 0.13232 | 0.38811 | 0.37534 | 0.48609 | 0.25468 | 0 | 0 | 0 | 0 | 0 | 0
6552 | 0.45814 | 0.024973 | 0.66315 | 0.49856 | 0.3744 | 0.36155 | 0.11641 | 0.36512 | 0.36149 | 0.48096 | 0.23833 | 0 | 0 | 0 | 0 | 0 | 0
6553 | 0.44993 | 0.019813 | 0.60216 | 0.46651 | 0.34743 | 0.34513 | 0.10423 | 0.34941 | 0.34568 | 0.46766 | 0.22052 | 0 | 0 | 0 | 0 | 0 | 0
6554 | 0.41134 | 0.017316 | 0.5747 | 0.43248 | 0.31141 | 0.32616 | 0.092503 | 0.33233 | 0.32813 | 0.45151 | 0.20251 | 0 | 0 | 0 | 0 | 0 | 0
6555 | 0.3637 | 0.017775 | 0.5635 | 0.40011 | 0.27313 | 0.30979 | 0.084666 | 0.32065 | 0.31459 | 0.44374 | 0.18417 | 0 | 0 | 0 | 0 | 0 | 0
6556 | 0.34619 | 0.020861 | 0.55645 | 0.38086 | 0.23992 | 0.29429 | 0.081907 | 0.31349 | 0.30452 | 0.44268 | 0.16765 | 0 | 0 | 0 | 0 | 0 | 0
6557 | 0.32056 | 0.028491 | 0.55645 | 0.36048 | 0.20442 | 0.26851 | 0.078073 | 0.30306 | 0.28904 | 0.43658 | 0.14804 | 0 | 0 | 0 | 0 | 0 | 0
6558 | 0.29157 | 0.036828 | 0.5308 | 0.33505 | 0.18279 | 0.233 | 0.076036 | 0.29114 | 0.27199 | 0.43211 | 0.13172 | 0 | 0 | 0 | 0 | 0 | 0
6559 | 0.28498 | 0.042444 | 0.51494 | 0.32662 | 0.17995 | 0.21061 | 0.0754 | 0.2798 | 0.26215 | 0.43554 | 0.12266 | 0 | 0.006 | 0 | 0 | 0 | 0
6560 | 0.28866 | 0.044428 | 0.50625 | 0.32412 | 0.17745 | 0.17469 | 0.052587 | 0.24981 | 0.2271 | 0.37656 | 0.10733 | 0.044 | 0.127 | 0.049 | 0.0485 | 0.028 | 0.073
6561 | 0.27164 | 0.041583 | 0.39114 | 0.27173 | 0.15241 | 0.10808 | 0.030871 | 0.18723 | 0.15462 | 0.25333 | 0.06985 | 0.199 | 0.3 | 0.213 | 0.2165 | 0.186 | 0.268
6562 | 0.25679 | 0.04228 | 0.423 | 0.27909 | 0.15749 | 0.13853 | 0.065799 | 0.25384 | 0.24756 | 0.53394 | 0.063936 | 0.365 | 0.453 | 0.382 | 0.38975 | 0.371 | 0.441
6563 | 0.27479 | 0.048453 | 0.43759 | 0.31315 | 0.22708 | 0.26688 | 0.085518 | 0.34779 | 0.34003 | 0.61548 | 0.12997 | 0.494 | 0.557 | 0.505 | 0.518 | 0.523 | 0.55
6564 | 0.32055 | 0.052502 | 0.52649 | 0.37016 | 0.26345 | 0.35949 | 0.086961 | 0.37198 | 0.37451 | 0.59032 | 0.17623 | 0.581 | 0.616 | 0.58 | 0.60125 | 0.63 | 0.614
6565 | 0.36048 | 0.050799 | 0.58164 | 0.40423 | 0.27056 | 0.40807 | 0.087465 | 0.37928 | 0.38731 | 0.57373 | 0.18816 | 0.623 | 0.626 | 0.605 | 0.63675 | 0.688 | 0.631
6566 | 0.38842 | 0.050411 | 0.55928 | 0.40811 | 0.27663 | 0.43016 | 0.085341 | 0.38622 | 0.39504 | 0.56976 | 0.19403 | 0.62 | 0.588 | 0.585 | 0.62575 | 0.698 | 0.6
6567 | 0.41442 | 0.051325 | 0.57331 | 0.4248 | 0.28667 | 0.4334 | 0.079756 | 0.39412 | 0.3969 | 0.55919 | 0.20089 | 0.572 | 0.506 | 0.519 | 0.5685 | 0.659 | 0.524
6568 | 0.42818 | 0.050293 | 0.63008 | 0.45073 | 0.29392 | 0.41439 | 0.071197 | 0.39799 | 0.38481 | 0.52281 | 0.20405 | 0.478 | 0.383 | 0.413 | 0.4665 | 0.571 | 0.404
6569 | 0.4349 | 0.048521 | 0.69556 | 0.47315 | 0.28901 | 0.36125 | 0.058588 | 0.38631 | 0.34313 | 0.43561 | 0.18934 | 0.336 | 0.228 | 0.276 | 0.32225 | 0.428 | 0.249
6570 | 0.42745 | 0.046942 | 0.70814 | 0.46777 | 0.26771 | 0.31411 | 0.057389 | 0.35803 | 0.29694 | 0.35204 | 0.16359 | 0.158 | 0.071 | 0.133 | 0.1525 | 0.226 | 0.093
6571 | 0.42553 | 0.043354 | 0.6766 | 0.45971 | 0.27698 | 0.34311 | 0.074428 | 0.3865 | 0.3224 | 0.38296 | 0.17701 | 0.003 | 0 | 0.014 | 0.005 | 0.002 | 0.001
6572 | 0.41109 | 0.038213 | 0.71707 | 0.47066 | 0.28383 | 0.3789 | 0.081902 | 0.42373 | 0.35962 | 0.44714 | 0.18872 | 0 | 0 | 0 | 0 | 0 | 0
6573 | 0.35958 | 0.03411 | 0.73009 | 0.4544 | 0.27352 | 0.37089 | 0.080134 | 0.4127 | 0.36112 | 0.47508 | 0.18583 | 0 | 0 | 0 | 0 | 0 | 0
6574 | 0.31241 | 0.032393 | 0.71039 | 0.42488 | 0.25184 | 0.34945 | 0.074858 | 0.38673 | 0.34658 | 0.47546 | 0.17468 | 0 | 0 | 0 | 0 | 0 | 0
6575 | 0.28106 | 0.031447 | 0.68141 | 0.39704 | 0.22865 | 0.32261 | 0.068269 | 0.36707 | 0.32788 | 0.45995 | 0.1619 | 0 | 0 | 0 | 0 | 0 | 0
6576 | 0.25543 | 0.034158 | 0.64556 | 0.36742 | 0.20128 | 0.29376 | 0.062143 | 0.3483 | 0.30685 | 0.43937 | 0.14598 | 0 | 0 | 0 | 0 | 0 | 0
6577 | 0.22453 | 0.042112 | 0.66191 | 0.35228 | 0.1704 | 0.26107 | 0.057021 | 0.3318 | 0.28418 | 0.4166 | 0.12726 | 0 | 0 | 0 | 0 | 0 | 0
6578 | 0.18249 | 0.052704 | 0.64173 | 0.32151 | 0.14032 | 0.22271 | 0.053971 | 0.30757 | 0.25392 | 0.37687 | 0.10855 | 0 | 0 | 0 | 0 | 0 | 0
6579 | 0.13635 | 0.062824 | 0.59401 | 0.28087 | 0.11226 | 0.18573 | 0.054271 | 0.28286 | 0.22132 | 0.32516 | 0.091516 | 0 | 0 | 0 | 0 | 0 | 0
6580 | 0.10568 | 0.071249 | 0.58164 | 0.25997 | 0.092578 | 0.157 | 0.056143 | 0.26107 | 0.19593 | 0.28641 | 0.079254 | 0 | 0 | 0 | 0 | 0 | 0
6581 | 0.092037 | 0.075054 | 0.56069 | 0.24426 | 0.080069 | 0.13637 | 0.05584 | 0.24334 | 0.18083 | 0.27401 | 0.069617 | 0 | 0 | 0 | 0 | 0 | 0
6582 | 0.086732 | 0.075037 | 0.55362 | 0.23803 | 0.07374 | 0.11974 | 0.052117 | 0.22641 | 0.17033 | 0.27271 | 0.062479 | 0 | 0 | 0 | 0 | 0 | 0
6583 | 0.086003 | 0.068144 | 0.52505 | 0.2282 | 0.073543 | 0.10305 | 0.046429 | 0.20947 | 0.15943 | 0.26693 | 0.058256 | 0 | 0.005 | 0 | 0 | 0 | 0
6584 | 0.093482 | 0.053693 | 0.4844 | 0.2194 | 0.080321 | 0.083211 | 0.030947 | 0.17872 | 0.13765 | 0.23267 | 0.055995 | 0.042 | 0.12 | 0.03 | 0.04 | 0.026 | 0.062
6585 | 0.1039 | 0.038617 | 0.45075 | 0.21058 | 0.077101 | 0.037478 | 0.011055 | 0.11116 | 0.072175 | 0.10466 | 0.035402 | 0.18 | 0.289 | 0.155 | 0.18875 | 0.181 | 0.239
6586 | 0.11122 | 0.030437 | 0.4449 | 0.21055 | 0.075545 | 0.017345 | 0.013336 | 0.08994 | 0.046778 | 0.054858 | 0.02497 | 0.352 | 0.435 | 0.309 | 0.362 | 0.363 | 0.424
6587 | 0.1228 | 0.029153 | 0.37967 | 0.19961 | 0.096363 | 0.051373 | 0.025106 | 0.11973 | 0.089955 | 0.13564 | 0.053076 | 0.487 | 0.544 | 0.43 | 0.49625 | 0.511 | 0.557
6588 | 0.13172 | 0.033435 | 0.29971 | 0.17802 | 0.10262 | 0.079475 | 0.026866 | 0.13943 | 0.10715 | 0.13528 | 0.074389 | 0.572 | 0.61 | 0.51 | 0.57975 | 0.614 | 0.623
6589 | 0.13298 | 0.040295 | 0.31839 | 0.18455 | 0.10229 | 0.076022 | 0.029215 | 0.13138 | 0.10073 | 0.12191 | 0.07362 | 0.614 | 0.619 | 0.539 | 0.615 | 0.67 | 0.637
6590 | 0.12104 | 0.046969 | 0.3375 | 0.18542 | 0.097715 | 0.073087 | 0.032641 | 0.11847 | 0.096159 | 0.12277 | 0.070305 | 0.611 | 0.581 | 0.511 | 0.601 | 0.678 | 0.604
6591 | 0.10813 | 0.049445 | 0.29446 | 0.1665 | 0.096898 | 0.078568 | 0.036964 | 0.10672 | 0.097772 | 0.13546 | 0.070347 | 0.563 | 0.5 | 0.442 | 0.5415 | 0.638 | 0.523
6592 | 0.10184 | 0.047274 | 0.23368 | 0.14637 | 0.10358 | 0.088181 | 0.040968 | 0.097694 | 0.10348 | 0.15426 | 0.073778 | 0.469 | 0.379 | 0.341 | 0.4365 | 0.547 | 0.389
6593 | 0.098033 | 0.042624 | 0.16716 | 0.12781 | 0.11823 | 0.087289 | 0.039637 | 0.092427 | 0.10113 | 0.14893 | 0.075883 | 0.329 | 0.227 | 0.219 | 0.292 | 0.401 | 0.219
6594 | 0.10199 | 0.043605 | 0.10091 | 0.12071 | 0.15922 | 0.098647 | 0.056524 | 0.094704 | 0.10579 | 0.12764 | 0.10216 | 0.153 | 0.068 | 0.093 | 0.12875 | 0.195 | 0.074
6595 | 0.12577 | 0.043479 | 0.061005 | 0.13692 | 0.22398 | 0.14592 | 0.093562 | 0.12379 | 0.14616 | 0.15619 | 0.15874 | 0.002 | 0 | 0.007 | 0.00225 | 0 | 0
6596 | 0.15922 | 0.037573 | 0.052881 | 0.16253 | 0.2755 | 0.19074 | 0.11892 | 0.14549 | 0.18107 | 0.17953 | 0.20854 | 0 | 0 | 0 | 0 | 0 | 0
6597 | 0.1888 | 0.030013 | 0.04979 | 0.18217 | 0.30791 | 0.21308 | 0.12903 | 0.14417 | 0.19598 | 0.19001 | 0.23668 | 0 | 0 | 0 | 0 | 0 | 0
6598 | 0.20361 | 0.025517 | 0.043885 | 0.19427 | 0.33533 | 0.20531 | 0.13032 | 0.12778 | 0.18985 | 0.18224 | 0.24405 | 0 | 0 | 0 | 0 | 0 | 0
6599 | 0.19965 | 0.025231 | 0.029527 | 0.18977 | 0.34013 | 0.17969 | 0.12621 | 0.11041 | 0.17353 | 0.16868 | 0.23534 | 0 | 0 | 0 | 0 | 0 | 0
6600 | 0.17558 | 0.025648 | 0.02021 | 0.17137 | 0.31832 | 0.14908 | 0.11953 | 0.093462 | 0.15201 | 0.1473 | 0.21819 | 0 | 0 | 0 | 0 | 0 | 0
6601 | 0.13845 | 0.026061 | 0.018626 | 0.14652 | 0.2825 | 0.11852 | 0.11179 | 0.08013 | 0.12748 | 0.11421 | 0.19707 | 0 | 0 | 0 | 0 | 0 | 0
6602 | 0.1018 | 0.025611 | 0.010785 | 0.11865 | 0.24337 | 0.092062 | 0.10401 | 0.074162 | 0.10617 | 0.085123 | 0.17334 | 0 | 0 | 0 | 0 | 0 | 0
6603 | 0.070673 | 0.023897 | 0.004282 | 0.092566 | 0.20274 | 0.072128 | 0.094927 | 0.07471 | 0.090655 | 0.066239 | 0.14954 | 0 | 0 | 0 | 0 | 0 | 0
6604 | 0.04551 | 0.021376 | 0.002981 | 0.07304 | 0.17063 | 0.063931 | 0.084851 | 0.077384 | 0.082703 | 0.060907 | 0.12859 | 0 | 0 | 0 | 0 | 0 | 0
6605 | 0.025759 | 0.019595 | 0.004757 | 0.060898 | 0.15218 | 0.076368 | 0.076366 | 0.084333 | 0.087932 | 0.075157 | 0.11587 | 0 | 0 | 0 | 0 | 0 | 0
6606 | 0.009304 | 0.02009 | 0.011018 | 0.05205 | 0.13583 | 0.10165 | 0.070156 | 0.089848 | 0.098998 | 0.1034 | 0.10109 | 0 | 0 | 0 | 0 | 0 | 0
6607 | 0.001458 | 0.025868 | 0.017109 | 0.044668 | 0.11544 | 0.12413 | 0.065969 | 0.091462 | 0.11041 | 0.14182 | 0.084237 | 0 | 0.002 | 0 | 0 | 0 | 0
6608 | 1e-06 | 0.03823 | 0.012972 | 0.032523 | 0.084596 | 0.12327 | 0.048415 | 0.085461 | 0.10745 | 0.15738 | 0.063693 | 0.023 | 0.085 | 0.022 | 0.02775 | 0.027 | 0.039
6609 | 0 | 0.055822 | 0.014825 | 0.018271 | 0.039989 | 0.063503 | 0.017705 | 0.060177 | 0.058406 | 0.077287 | 0.032656 | 0.12 | 0.232 | 0.121 | 0.13425 | 0.15 | 0.146
6610 | 0 | 0.077063 | 0.017708 | 0.009734 | 0.011494 | 0.034067 | 0.013609 | 0.056362 | 0.04195 | 0.057024 | 0.020346 | 0.248 | 0.37 | 0.247 | 0.259 | 0.304 | 0.237
6611 | 0 | 0.093433 | 0.026469 | 0.010298 | 0.004426 | 0.038203 | 0.026355 | 0.069718 | 0.057411 | 0.098595 | 0.023129 | 0.352 | 0.452 | 0.343 | 0.34725 | 0.408 | 0.286
6612 | 0 | 0.10454 | 0.032342 | 0.011644 | 0.002591 | 0.046795 | 0.035632 | 0.073954 | 0.07047 | 0.13655 | 0.024577 | 0.413 | 0.485 | 0.409 | 0.4095 | 0.491 | 0.325
6613 | 0.000788 | 0.11066 | 0.022541 | 0.0082403 | 0.001392 | 0.05938 | 0.037253 | 0.076217 | 0.080486 | 0.16118 | 0.02517 | 0.435 | 0.48 | 0.433 | 0.44475 | 0.573 | 0.338
6614 | 0.00387 | 0.10809 | 0.016814 | 0.0072567 | 0.001086 | 0.062148 | 0.035344 | 0.077773 | 0.078365 | 0.1498 | 0.023734 | 0.445 | 0.436 | 0.417 | 0.44675 | 0.612 | 0.313
6615 | 0.008127 | 0.095883 | 0.022885 | 0.011218 | 0.002642 | 0.055092 | 0.030986 | 0.078673 | 0.068178 | 0.11837 | 0.020573 | 0.427 | 0.358 | 0.369 | 0.40875 | 0.593 | 0.246
6616 | 0.010186 | 0.076969 | 0.027596 | 0.014268 | 0.005022 | 0.045132 | 0.02495 | 0.073456 | 0.057567 | 0.095523 | 0.016158 | 0.37 | 0.256 | 0.293 | 0.3325 | 0.511 | 0.156
6617 | 0.012463 | 0.053719 | 0.039244 | 0.019599 | 0.007089 | 0.039086 | 0.02082 | 0.071807 | 0.052763 | 0.087589 | 0.012571 | 0.27 | 0.136 | 0.195 | 0.22925 | 0.367 | 0.085
6618 | 0.014659 | 0.0388 | 0.086198 | 0.036312 | 0.00808 | 0.033278 | 0.02433 | 0.07113 | 0.048348 | 0.078278 | 0.010707 | 0.116 | 0.03 | 0.086 | 0.0995 | 0.165 | 0.031
6619 | 0.015097 | 0.03513 | 0.22902 | 0.084201 | 0.008487 | 0.02471 | 0.029482 | 0.078478 | 0.043346 | 0.061232 | 0.008964 | 0.001 | 0 | 0.006 | 0.00175 | 0 | 0
6620 | 0.012916 | 0.036252 | 0.38683 | 0.13658 | 0.010008 | 0.01603 | 0.033144 | 0.087625 | 0.034345 | 0.025016 | 0.008707 | 0 | 0 | 0 | 0 | 0 | 0
6621 | 0.011638 | 0.03385 | 0.42446 | 0.14995 | 0.013744 | 0.013371 | 0.036845 | 0.097427 | 0.033647 | 0.012117 | 0.011674 | 0 | 0 | 0 | 0 | 0 | 0
6622 | 0.012195 | 0.026711 | 0.36404 | 0.13055 | 0.01542 | 0.011308 | 0.041829 | 0.095804 | 0.033734 | 0.011904 | 0.015919 | 0 | 0 | 0 | 0 | 0 | 0
6623 | 0.012494 | 0.017353 | 0.2828 | 0.10375 | 0.015954 | 0.00465 | 0.04737 | 0.085803 | 0.030483 | 0.012626 | 0.018852 | 0 | 0 | 0 | 0 | 0 | 0
6624 | 0.013129 | 0.010387 | 0.25766 | 0.095765 | 0.016504 | 0.004321 | 0.055236 | 0.082388 | 0.029637 | 0.01154 | 0.020299 | 0 | 0 | 0 | 0 | 0 | 0
6625 | 0.025295 | 0.006625 | 0.30367 | 0.11683 | 0.021519 | 0.01156 | 0.061968 | 0.087928 | 0.034297 | 0.014389 | 0.023309 | 0 | 0 | 0 | 0 | 0 | 0
6626 | 0.045447 | 0.004091 | 0.25644 | 0.1144 | 0.041313 | 0.029346 | 0.066903 | 0.093308 | 0.046272 | 0.026115 | 0.036319 | 0 | 0 | 0 | 0 | 0 | 0
6627 | 0.062075 | 0.003255 | 0.16619 | 0.10147 | 0.076155 | 0.060046 | 0.074088 | 0.089347 | 0.067999 | 0.061001 | 0.061602 | 0 | 0 | 0 | 0 | 0 | 0
6628 | 0.073255 | 0.006686 | 0.079636 | 0.085467 | 0.10351 | 0.092743 | 0.086676 | 0.084304 | 0.092991 | 0.10262 | 0.0923 | 0 | 0 | 0 | 0 | 0 | 0
6629 | 0.079797 | 0.013546 | 0.080927 | 0.089882 | 0.10892 | 0.11797 | 0.098433 | 0.082303 | 0.11233 | 0.13889 | 0.11015 | 0 | 0 | 0 | 0 | 0 | 0
6630 | 0.08413 | 0.021551 | 0.17108 | 0.11808 | 0.099023 | 0.13453 | 0.10539 | 0.08887 | 0.12366 | 0.15995 | 0.1113 | 0 | 0 | 0 | 0 | 0 | 0
6631 | 0.084074 | 0.026719 | 0.35559 | 0.17523 | 0.086023 | 0.1502 | 0.11036 | 0.10023 | 0.13292 | 0.17269 | 0.10854 | 0 | 0.001 | 0 | 0 | 0 | 0
6632 | 0.079024 | 0.028698 | 0.57887 | 0.2433 | 0.071994 | 0.14847 | 0.082898 | 0.10834 | 0.1324 | 0.17197 | 0.10085 | 0.023 | 0.049 | 0.029 | 0.0265 | 0.016 | 0.038
6633 | 0.073837 | 0.029102 | 0.54795 | 0.22214 | 0.044624 | 0.078563 | 0.032442 | 0.086693 | 0.084953 | 0.10695 | 0.067605 | 0.138 | 0.148 | 0.152 | 0.1375 | 0.079 | 0.181
6634 | 0.069054 | 0.030112 | 0.4917 | 0.19394 | 0.021075 | 0.053695 | 0.029168 | 0.079526 | 0.067444 | 0.093641 | 0.042912 | 0.292 | 0.243 | 0.295 | 0.276 | 0.164 | 0.353
6635 | 0.064246 | 0.032414 | 0.72795 | 0.26912 | 0.015173 | 0.057741 | 0.050931 | 0.10913 | 0.077116 | 0.10206 | 0.039532 | 0.409 | 0.311 | 0.39 | 0.37575 | 0.264 | 0.44
6636 | 0.064365 | 0.034286 | 0.84092 | 0.30814 | 0.019124 | 0.060781 | 0.053432 | 0.14568 | 0.08733 | 0.10105 | 0.041809 | 0.513 | 0.36 | 0.431 | 0.46925 | 0.423 | 0.51
6637 | 0.069328 | 0.037347 | 0.89775 | 0.33281 | 0.031366 | 0.071287 | 0.050876 | 0.17974 | 0.098614 | 0.094269 | 0.049162 | 0.562 | 0.37 | 0.428 | 0.5215 | 0.567 | 0.529
6638 | 0.080782 | 0.042023 | 0.90196 | 0.34252 | 0.04482 | 0.082667 | 0.047946 | 0.20011 | 0.10878 | 0.09463 | 0.057693 | 0.557 | 0.335 | 0.379 | 0.494 | 0.543 | 0.497
6639 | 0.082309 | 0.047512 | 0.86974 | 0.33745 | 0.060304 | 0.083148 | 0.044083 | 0.19757 | 0.11036 | 0.095614 | 0.065115 | 0.497 | 0.267 | 0.296 | 0.39725 | 0.367 | 0.429
6640 | 0.063022 | 0.052965 | 0.87771 | 0.33997 | 0.07919 | 0.07061 | 0.03847 | 0.19167 | 0.10596 | 0.091979 | 0.069574 | 0.391 | 0.181 | 0.197 | 0.27175 | 0.184 | 0.315
6641 | 0.031562 | 0.057947 | 0.92436 | 0.34569 | 0.081144 | 0.047592 | 0.032966 | 0.19504 | 0.093138 | 0.072618 | 0.057305 | 0.247 | 0.095 | 0.105 | 0.1535 | 0.094 | 0.168
6642 | 0.010648 | 0.064636 | 0.93353 | 0.33439 | 0.058997 | 0.027295 | 0.034915 | 0.21032 | 0.087925 | 0.077257 | 0.036829 | 0.097 | 0.023 | 0.036 | 0.05425 | 0.039 | 0.045
6643 | 2e-06 | 0.063711 | 0.93012 | 0.32329 | 0.039743 | 0.021344 | 0.038738 | 0.24752 | 0.10399 | 0.12849 | 0.018612 | 0 | 0 | 0.001 | 0.00025 | 0 | 0
6644 | 2e-06 | 0.049342 | 0.8904 | 0.30468 | 0.023638 | 0.03994 | 0.041299 | 0.28635 | 0.12919 | 0.18304 | 0.007416 | 0 | 0 | 0 | 0 | 0 | 0
6645 | 0.005432 | 0.032333 | 0.87435 | 0.29835 | 0.015263 | 0.086454 | 0.042991 | 0.30429 | 0.15144 | 0.21104 | 0.003971 | 0 | 0 | 0 | 0 | 0 | 0
6646 | 0.034958 | 0.01804 | 0.85043 | 0.3 | 0.014605 | 0.15651 | 0.042957 | 0.30606 | 0.1706 | 0.21121 | 0.008607 | 0 | 0 | 0 | 0 | 0 | 0
6647 | 0.087764 | 0.009243 | 0.82032 | 0.308 | 0.015908 | 0.20669 | 0.044024 | 0.30118 | 0.18352 | 0.20164 | 0.024567 | 0 | 0 | 0 | 0 | 0 | 0
6648 | 0.14377 | 0.005687 | 0.77793 | 0.31467 | 0.02229 | 0.22791 | 0.045483 | 0.29718 | 0.18935 | 0.18557 | 0.046744 | 0 | 0 | 0 | 0 | 0 | 0
6649 | 0.18906 | 0.005681 | 0.75883 | 0.3294 | 0.040306 | 0.2328 | 0.045003 | 0.28883 | 0.19059 | 0.1731 | 0.067625 | 0 | 0 | 0 | 0 | 0 | 0
6650 | 0.19362 | 0.00926 | 0.70588 | 0.32165 | 0.065435 | 0.2304 | 0.043833 | 0.28036 | 0.19056 | 0.16911 | 0.082369 | 0 | 0 | 0 | 0 | 0 | 0
6651 | 0.20346 | 0.016369 | 0.69089 | 0.32867 | 0.091651 | 0.23688 | 0.043826 | 0.27657 | 0.19222 | 0.15939 | 0.096018 | 0 | 0 | 0 | 0 | 0 | 0
6652 | 0.21948 | 0.030102 | 0.67539 | 0.33805 | 0.11928 | 0.24824 | 0.045779 | 0.27708 | 0.19377 | 0.13913 | 0.11063 | 0 | 0 | 0 | 0 | 0 | 0
6653 | 0.25172 | 0.047945 | 0.65818 | 0.35236 | 0.14718 | 0.26279 | 0.048038 | 0.28339 | 0.20627 | 0.15201 | 0.1269 | 0 | 0 | 0 | 0 | 0 | 0
6654 | 0.29368 | 0.061462 | 0.65943 | 0.37711 | 0.17824 | 0.27075 | 0.050655 | 0.29049 | 0.2162 | 0.15775 | 0.1458 | 0 | 0 | 0 | 0 | 0 | 0
6655 | 0.31877 | 0.064934 | 0.69206 | 0.40752 | 0.21173 | 0.2682 | 0.053169 | 0.29038 | 0.21962 | 0.15487 | 0.16504 | 0 | 0 | 0 | 0 | 0 | 0
6656 | 0.33173 | 0.072258 | 0.76469 | 0.44661 | 0.24341 | 0.23912 | 0.047192 | 0.28494 | 0.21342 | 0.15991 | 0.16969 | 0.011 | 0.058 | 0.013 | 0.01625 | 0.011 | 0.03
6657 | 0.3327 | 0.086041 | 0.79492 | 0.45006 | 0.22255 | 0.1905 | 0.025666 | 0.24875 | 0.1778 | 0.14473 | 0.12723 | 0.082 | 0.177 | 0.072 | 0.08975 | 0.073 | 0.132
6658 | 0.32227 | 0.10378 | 0.72688 | 0.41603 | 0.19895 | 0.19479 | 0.025358 | 0.225 | 0.17384 | 0.17246 | 0.1031 | 0.201 | 0.314 | 0.151 | 0.18375 | 0.158 | 0.225
6659 | 0.29928 | 0.12517 | 0.67297 | 0.39567 | 0.21477 | 0.20628 | 0.047548 | 0.21869 | 0.19222 | 0.21411 | 0.12981 | 0.252 | 0.435 | 0.224 | 0.23675 | 0.186 | 0.285
6660 | 0.27322 | 0.14219 | 0.79579 | 0.43228 | 0.22784 | 0.19173 | 0.063377 | 0.24626 | 0.20815 | 0.24061 | 0.15399 | 0.225 | 0.5 | 0.279 | 0.24225 | 0.167 | 0.298
6661 | 0.22924 | 0.15717 | 0.87548 | 0.45092 | 0.24804 | 0.16802 | 0.069922 | 0.25639 | 0.20684 | 0.23365 | 0.16928 | 0.194 | 0.506 | 0.31 | 0.243 | 0.171 | 0.297
6662 | 0.19076 | 0.17435 | 0.89289 | 0.44864 | 0.26225 | 0.14123 | 0.069359 | 0.26211 | 0.19681 | 0.21275 | 0.17116 | 0.223 | 0.458 | 0.308 | 0.24625 | 0.192 | 0.262
6663 | 0.16725 | 0.1868 | 0.88682 | 0.43154 | 0.24056 | 0.12284 | 0.064172 | 0.26114 | 0.18452 | 0.20181 | 0.1523 | 0.222 | 0.366 | 0.257 | 0.2255 | 0.239 | 0.184
6664 | 0.17106 | 0.19641 | 0.82032 | 0.39872 | 0.20478 | 0.11864 | 0.062594 | 0.25247 | 0.17678 | 0.20722 | 0.12878 | 0.124 | 0.246 | 0.179 | 0.137 | 0.136 | 0.109
6665 | 0.18839 | 0.20838 | 0.52792 | 0.30529 | 0.19955 | 0.13232 | 0.073682 | 0.23296 | 0.17507 | 0.20683 | 0.12817 | 0.045 | 0.113 | 0.104 | 0.061 | 0.037 | 0.058
6666 | 0.21732 | 0.25486 | 0.3279 | 0.25899 | 0.23175 | 0.17874 | 0.11772 | 0.2422 | 0.20861 | 0.25087 | 0.16261 | 0.008 | 0.014 | 0.041 | 0.01725 | 0.005 | 0.015
6667 | 0.2466 | 0.33583 | 0.52649 | 0.35329 | 0.2868 | 0.23195 | 0.1864 | 0.27289 | 0.26253 | 0.32276 | 0.22252 | 0 | 0 | 0.003 | 0.00075 | 0 | 0
6668 | 0.25153 | 0.42441 | 0.70814 | 0.42194 | 0.30614 | 0.24481 | 0.2305 | 0.28769 | 0.29056 | 0.37608 | 0.25368 | 0 | 0 | 0 | 0 | 0 | 0
6669 | 0.20212 | 0.48324 | 0.74062 | 0.40954 | 0.28587 | 0.23679 | 0.24162 | 0.29651 | 0.29639 | 0.40664 | 0.24561 | 0 | 0 | 0 | 0 | 0 | 0
6670 | 0.15976 | 0.52515 | 0.79492 | 0.40332 | 0.25526 | 0.23405 | 0.23466 | 0.3113 | 0.30416 | 0.44234 | 0.22895 | 0 | 0 | 0 | 0 | 0 | 0
6671 | 0.12888 | 0.53349 | 0.78522 | 0.38407 | 0.23811 | 0.21517 | 0.2316 | 0.32449 | 0.31333 | 0.49952 | 0.21416 | 0 | 0 | 0 | 0 | 0 | 0
6672 | 0.094019 | 0.5593 | 0.77233 | 0.3623 | 0.22055 | 0.19543 | 0.23595 | 0.32131 | 0.30199 | 0.4906 | 0.2006 | 0 | 0 | 0 | 0 | 0 | 0
6673 | 0.067895 | 0.573 | 0.72146 | 0.32902 | 0.19771 | 0.17428 | 0.23243 | 0.31364 | 0.28065 | 0.44515 | 0.18954 | 0 | 0 | 0 | 0 | 0 | 0
6674 | 0.048203 | 0.55797 | 0.69439 | 0.3063 | 0.17631 | 0.17638 | 0.22997 | 0.30896 | 0.27535 | 0.43499 | 0.18106 | 0 | 0 | 0 | 0 | 0 | 0
6675 | 0.034636 | 0.55309 | 0.70701 | 0.30124 | 0.16208 | 0.19401 | 0.23021 | 0.30367 | 0.27412 | 0.43172 | 0.16709 | 0 | 0 | 0 | 0 | 0 | 0
6676 | 0.026141 | 0.55469 | 0.73854 | 0.30371 | 0.14645 | 0.20794 | 0.23713 | 0.30068 | 0.26853 | 0.41512 | 0.15039 | 0 | 0 | 0 | 0 | 0 | 0
6677 | 0.024596 | 0.56526 | 0.84843 | 0.33677 | 0.13729 | 0.19978 | 0.23855 | 0.29693 | 0.2484 | 0.35142 | 0.14548 | 0 | 0 | 0 | 0 | 0 | 0
6678 | 0.022492 | 0.57622 | 0.95045 | 0.36446 | 0.12043 | 0.17868 | 0.23791 | 0.31712 | 0.22356 | 0.26099 | 0.13745 | 0 | 0 | 0 | 0 | 0 | 0
6679 | 0.025452 | 0.59192 | 0.96243 | 0.36095 | 0.094957 | 0.15855 | 0.23658 | 0.33947 | 0.20605 | 0.20097 | 0.12519 | 0 | 0 | 0 | 0 | 0 | 0
6680 | 0.039899 | 0.62194 | 0.97358 | 0.36258 | 0.074272 | 0.18764 | 0.23068 | 0.35852 | 0.22628 | 0.24766 | 0.11129 | 0.012 | 0.023 | 0.011 | 0.01125 | 0.013 | 0.009
6681 | 0.087331 | 0.67834 | 0.97201 | 0.37295 | 0.059512 | 0.20596 | 0.22379 | 0.34378 | 0.23479 | 0.26912 | 0.1203 | 0.063 | 0.085 | 0.081 | 0.067 | 0.041 | 0.083
6682 | 0.17426 | 0.74273 | 0.96697 | 0.39248 | 0.036223 | 0.20416 | 0.25212 | 0.32878 | 0.2169 | 0.2029 | 0.13173 | 0.078 | 0.159 | 0.184 | 0.12575 | 0.042 | 0.199
6683 | 0.2282 | 0.77352 | 0.9576 | 0.40736 | 0.036272 | 0.2186 | 0.28153 | 0.34357 | 0.20554 | 0.11725 | 0.14272 | 0.086 | 0.217 | 0.271 | 0.17175 | 0.065 | 0.265
6684 | 0.28002 | 0.77577 | 0.96284 | 0.43141 | 0.051357 | 0.19174 | 0.28808 | 0.38644 | 0.21027 | 0.12834 | 0.13458 | 0.133 | 0.246 | 0.317 | 0.20525 | 0.106 | 0.265
6685 | 0.3189 | 0.74502 | 0.9786 | 0.45921 | 0.080136 | 0.16832 | 0.26738 | 0.42812 | 0.23375 | 0.20897 | 0.1296 | 0.135 | 0.25 | 0.334 | 0.2165 | 0.138 | 0.259
6686 | 0.34393 | 0.68619 | 0.9777 | 0.48493 | 0.13315 | 0.17292 | 0.24871 | 0.47122 | 0.25984 | 0.25967 | 0.13555 | 0.109 | 0.222 | 0.318 | 0.18625 | 0.104 | 0.214
6687 | 0.36011 | 0.62848 | 0.98216 | 0.48671 | 0.11786 | 0.17443 | 0.22903 | 0.49718 | 0.2669 | 0.27356 | 0.12244 | 0.099 | 0.166 | 0.277 | 0.1685 | 0.119 | 0.179
6688 | 0.28114 | 0.57927 | 0.98778 | 0.4616 | 0.11587 | 0.18036 | 0.20797 | 0.5081 | 0.26128 | 0.25332 | 0.10334 | 0.112 | 0.097 | 0.22 | 0.14175 | 0.122 | 0.113
6689 | 0.24896 | 0.5457 | 0.98971 | 0.46259 | 0.1491 | 0.1811 | 0.20461 | 0.50395 | 0.25758 | 0.24341 | 0.10186 | 0.086 | 0.04 | 0.149 | 0.09275 | 0.086 | 0.05
6690 | 0.22699 | 0.52084 | 0.98356 | 0.47677 | 0.21975 | 0.22615 | 0.23703 | 0.51991 | 0.29047 | 0.28015 | 0.13565 | 0.03 | 0.005 | 0.059 | 0.03125 | 0.025 | 0.011
6691 | 0.27528 | 0.51153 | 0.97649 | 0.5185 | 0.30374 | 0.32245 | 0.2757 | 0.54288 | 0.34473 | 0.32184 | 0.19173 | 0 | 0 | 0.002 | 0.0005 | 0 | 0
6692 | 0.36036 | 0.49416 | 0.96243 | 0.54976 | 0.32648 | 0.37717 | 0.28392 | 0.52904 | 0.37194 | 0.35596 | 0.22558 | 0 | 0 | 0 | 0 | 0 | 0
6693 | 0.368 | 0.46284 | 0.94115 | 0.55169 | 0.34591 | 0.38027 | 0.27196 | 0.51649 | 0.37659 | 0.36502 | 0.24456 | 0 | 0 | 0 | 0 | 0 | 0
6694 | 0.38367 | 0.44498 | 0.92287 | 0.5477 | 0.33657 | 0.38206 | 0.25449 | 0.51832 | 0.38394 | 0.38668 | 0.24871 | 0 | 0 | 0 | 0 | 0 | 0
6695 | 0.42146 | 0.43981 | 0.91251 | 0.55598 | 0.33397 | 0.40323 | 0.23887 | 0.53049 | 0.38777 | 0.37211 | 0.24524 | 0 | 0 | 0 | 0 | 0 | 0
6696 | 0.43204 | 0.44465 | 0.89583 | 0.54872 | 0.31829 | 0.40959 | 0.22327 | 0.53448 | 0.38167 | 0.34021 | 0.24239 | 0 | 0 | 0 | 0 | 0 | 0
6697 | 0.45287 | 0.43895 | 0.86797 | 0.54673 | 0.31936 | 0.41966 | 0.21281 | 0.53469 | 0.38559 | 0.34401 | 0.24399 | 0 | 0 | 0 | 0 | 0 | 0
6698 | 0.49579 | 0.4373 | 0.82941 | 0.55202 | 0.33087 | 0.41945 | 0.20535 | 0.53425 | 0.38774 | 0.35287 | 0.2444 | 0 | 0 | 0 | 0 | 0 | 0
6699 | 0.49865 | 0.45459 | 0.77608 | 0.53892 | 0.34203 | 0.43663 | 0.20263 | 0.52753 | 0.39313 | 0.3576 | 0.25077 | 0 | 0 | 0 | 0 | 0 | 0
6700 | 0.45724 | 0.4809 | 0.74882 | 0.51845 | 0.34928 | 0.44833 | 0.19958 | 0.5072 | 0.39225 | 0.35289 | 0.26058 | 0 | 0 | 0 | 0 | 0 | 0
6701 | 0.41499 | 0.49718 | 0.71151 | 0.49213 | 0.3499 | 0.43665 | 0.19507 | 0.47995 | 0.38018 | 0.35107 | 0.25304 | 0 | 0 | 0 | 0 | 0 | 0
6702 | 0.37217 | 0.50112 | 0.66808 | 0.46757 | 0.36245 | 0.44214 | 0.19734 | 0.4617 | 0.36968 | 0.32522 | 0.24965 | 0 | 0 | 0 | 0 | 0 | 0
6703 | 0.34156 | 0.49096 | 0.61158 | 0.44214 | 0.37327 | 0.44966 | 0.197 | 0.43387 | 0.36777 | 0.33765 | 0.24988 | 0 | 0 | 0 | 0 | 0 | 0
6704 | 0.34571 | 0.46002 | 0.55504 | 0.42268 | 0.36731 | 0.43165 | 0.18387 | 0.39698 | 0.35143 | 0.34414 | 0.23293 | 0.008 | 0.021 | 0.016 | 0.0145 | 0.008 | 0.026
6705 | 0.36132 | 0.42391 | 0.44929 | 0.38063 | 0.33127 | 0.38313 | 0.1744 | 0.35732 | 0.32541 | 0.35834 | 0.20284 | 0.067 | 0.08 | 0.114 | 0.09275 | 0.061 | 0.129
6706 | 0.36066 | 0.38481 | 0.31033 | 0.33094 | 0.32182 | 0.38174 | 0.18314 | 0.36514 | 0.34639 | 0.43547 | 0.20322 | 0.139 | 0.152 | 0.266 | 0.18925 | 0.133 | 0.219
6707 | 0.33537 | 0.3475 | 0.34027 | 0.34168 | 0.3494 | 0.41332 | 0.19098 | 0.39835 | 0.37312 | 0.44312 | 0.23769 | 0.203 | 0.216 | 0.399 | 0.26475 | 0.164 | 0.293
6708 | 0.31944 | 0.31084 | 0.37397 | 0.35155 | 0.36125 | 0.41487 | 0.19135 | 0.39646 | 0.373 | 0.43411 | 0.24655 | 0.244 | 0.261 | 0.474 | 0.3045 | 0.149 | 0.351
6709 | 0.33326 | 0.283 | 0.39114 | 0.35877 | 0.35191 | 0.41636 | 0.18608 | 0.37483 | 0.36105 | 0.41423 | 0.23878 | 0.248 | 0.266 | 0.48 | 0.313 | 0.14 | 0.384
6710 | 0.35373 | 0.26408 | 0.38683 | 0.36112 | 0.34281 | 0.42001 | 0.17511 | 0.35614 | 0.35509 | 0.412 | 0.23222 | 0.181 | 0.239 | 0.454 | 0.28875 | 0.135 | 0.385
6711 | 0.36969 | 0.2578 | 0.37824 | 0.36115 | 0.33552 | 0.4218 | 0.16138 | 0.33674 | 0.34658 | 0.40194 | 0.22585 | 0.143 | 0.186 | 0.406 | 0.24275 | 0.121 | 0.301
6712 | 0.37347 | 0.25677 | 0.36122 | 0.35035 | 0.31636 | 0.39681 | 0.14435 | 0.31133 | 0.3254 | 0.38284 | 0.21061 | 0.085 | 0.117 | 0.324 | 0.173 | 0.096 | 0.187
6713 | 0.39467 | 0.25964 | 0.32653 | 0.33496 | 0.28369 | 0.3573 | 0.1253 | 0.27122 | 0.27923 | 0.30958 | 0.17881 | 0.047 | 0.05 | 0.205 | 0.103 | 0.055 | 0.105
6714 | 0.41028 | 0.27614 | 0.29185 | 0.32147 | 0.26227 | 0.34469 | 0.13301 | 0.22524 | 0.25428 | 0.2716 | 0.17557 | 0.012 | 0.007 | 0.08 | 0.0325 | 0.013 | 0.025
6715 | 0.39323 | 0.29184 | 0.33337 | 0.33598 | 0.28132 | 0.33254 | 0.15486 | 0.21315 | 0.25489 | 0.26735 | 0.20653 | 0 | 0 | 0.002 | 0.0005 | 0 | 0
6716 | 0.35677 | 0.29997 | 0.37254 | 0.34243 | 0.29796 | 0.30708 | 0.1595 | 0.21476 | 0.24697 | 0.24833 | 0.21771 | 0 | 0 | 0 | 0 | 0 | 0
6717 | 0.32111 | 0.30795 | 0.36687 | 0.33534 | 0.31805 | 0.26455 | 0.15815 | 0.20398 | 0.22613 | 0.22143 | 0.21457 | 0 | 0 | 0 | 0 | 0 | 0
6718 | 0.29124 | 0.28904 | 0.33063 | 0.3221 | 0.34442 | 0.25308 | 0.15051 | 0.1881 | 0.21008 | 0.19558 | 0.20356 | 0 | 0 | 0 | 0 | 0 | 0
6719 | 0.27831 | 0.26777 | 0.26509 | 0.30123 | 0.3603 | 0.2312 | 0.13834 | 0.1713 | 0.19524 | 0.1791 | 0.19935 | 0 | 0 | 0 | 0 | 0 | 0
6720 | 0.24901 | 0.2364 | 0.1925 | 0.26415 | 0.35095 | 0.19999 | 0.12464 | 0.15395 | 0.17836 | 0.15214 | 0.20737 | 0 | 0 | 0 | 0 | 0 | 0
6721 | 0.21613 | 0.20006 | 0.13251 | 0.22186 | 0.31694 | 0.17014 | 0.10885 | 0.13789 | 0.15752 | 0.12847 | 0.19357 | 0 | 0 | 0 | 0 | 0 | 0
6722 | 0.18385 | 0.1715 | 0.095152 | 0.18361 | 0.27182 | 0.14538 | 0.099814 | 0.11854 | 0.13481 | 0.10747 | 0.16784 | 0 | 0 | 0 | 0 | 0 | 0
6723 | 0.1592 | 0.15221 | 0.07583 | 0.15618 | 0.23352 | 0.12527 | 0.088064 | 0.10179 | 0.11655 | 0.090126 | 0.14901 | 0 | 0 | 0 | 0 | 0 | 0
6724 | 0.14352 | 0.14046 | 0.066738 | 0.13796 | 0.20361 | 0.11032 | 0.077259 | 0.087864 | 0.10012 | 0.066163 | 0.13613 | 0 | 0 | 0 | 0 | 0 | 0
6725 | 0.13072 | 0.1356 | 0.062131 | 0.12568 | 0.18419 | 0.096864 | 0.073036 | 0.077943 | 0.088702 | 0.05123 | 0.12877 | 0 | 0 | 0 | 0 | 0 | 0
6726 | 0.1214 | 0.13472 | 0.063267 | 0.11879 | 0.17169 | 0.088638 | 0.069346 | 0.070058 | 0.082096 | 0.043453 | 0.12623 | 0 | 0 | 0 | 0 | 0 | 0
6727 | 0.11578 | 0.13122 | 0.066738 | 0.11484 | 0.16201 | 0.081766 | 0.067553 | 0.062801 | 0.07627 | 0.035872 | 0.12464 | 0 | 0 | 0 | 0 | 0 | 0
6728 | 0.10836 | 0.12544 | 0.070906 | 0.10998 | 0.15069 | 0.074785 | 0.059486 | 0.055404 | 0.069993 | 0.031288 | 0.1185 | 0.003 | 0.016 | 0.017 | 0.01 | 0.009 | 0.011
6729 | 0.094354 | 0.12047 | 0.064991 | 0.095772 | 0.12797 | 0.056225 | 0.043757 | 0.04146 | 0.05492 | 0.024494 | 0.097502 | 0.041 | 0.068 | 0.129 | 0.07475 | 0.054 | 0.075
6730 | 0.076849 | 0.12117 | 0.026842 | 0.068621 | 0.10217 | 0.035738 | 0.040145 | 0.036241 | 0.044145 | 0.027999 | 0.076601 | 0.104 | 0.144 | 0.291 | 0.171 | 0.136 | 0.153
6731 | 0.06338 | 0.12373 | 0.01173 | 0.054499 | 0.088387 | 0.035782 | 0.037236 | 0.037039 | 0.044829 | 0.032545 | 0.073948 | 0.172 | 0.223 | 0.436 | 0.29475 | 0.325 | 0.246
6732 | 0.054809 | 0.12244 | 0.004757 | 0.044544 | 0.074065 | 0.034047 | 0.031286 | 0.033028 | 0.039237 | 0.023532 | 0.066341 | 0.247 | 0.271 | 0.519 | 0.3815 | 0.449 | 0.311
6733 | 0.049127 | 0.12135 | 0.000941 | 0.03731 | 0.061862 | 0.031485 | 0.025675 | 0.031022 | 0.034448 | 0.016128 | 0.059158 | 0.282 | 0.284 | 0.548 | 0.4225 | 0.485 | 0.375
6734 | 0.046495 | 0.12151 | 7.7e-05 | 0.033638 | 0.054342 | 0.030463 | 0.021987 | 0.031881 | 0.032613 | 0.013668 | 0.054441 | 0.259 | 0.261 | 0.532 | 0.4035 | 0.434 | 0.389
6735 | 0.045565 | 0.11991 | 8.7e-05 | 0.030841 | 0.04687 | 0.029763 | 0.018964 | 0.035064 | 0.031988 | 0.01344 | 0.049684 | 0.212 | 0.205 | 0.475 | 0.318 | 0.276 | 0.309
6736 | 0.044622 | 0.11627 | 0.000875 | 0.028334 | 0.039505 | 0.028295 | 0.016051 | 0.039177 | 0.031399 | 0.013855 | 0.044269 | 0.156 | 0.134 | 0.375 | 0.22425 | 0.179 | 0.187
6737 | 0.040757 | 0.11272 | 0.004757 | 0.025472 | 0.030901 | 0.025022 | 0.01324 | 0.043896 | 0.030347 | 0.014312 | 0.038159 | 0.083 | 0.058 | 0.234 | 0.12525 | 0.098 | 0.086
6738 | 0.037019 | 0.10804 | 0.016232 | 0.026658 | 0.026724 | 0.024186 | 0.016611 | 0.052973 | 0.032658 | 0.017128 | 0.036344 | 0.026 | 0.006 | 0.086 | 0.04 | 0.029 | 0.019
6739 | 0.032189 | 0.10089 | 0.04061 | 0.032302 | 0.024107 | 0.025455 | 0.023557 | 0.074712 | 0.040178 | 0.02344 | 0.037105 | 0 | 0 | 0.003 | 0.00075 | 0 | 0
6740 | 0.02527 | 0.090901 | 0.089584 | 0.044425 | 0.018422 | 0.022833 | 0.027878 | 0.093851 | 0.044217 | 0.028051 | 0.032134 | 0 | 0 | 0 | 0 | 0 | 0
6741 | 0.01818 | 0.080135 | 0.17108 | 0.0672 | 0.012343 | 0.017648 | 0.030006 | 0.10068 | 0.043583 | 0.030832 | 0.025177 | 0 | 0 | 0 | 0 | 0 | 0
6742 | 0.011762 | 0.070595 | 0.26509 | 0.094736 | 0.007362 | 0.011788 | 0.030626 | 0.098867 | 0.040114 | 0.031159 | 0.018643 | 0 | 0 | 0 | 0 | 0 | 0
6743 | 0.005983 | 0.062281 | 0.32517 | 0.11197 | 0.004754 | 0.007124 | 0.029215 | 0.092352 | 0.036073 | 0.030842 | 0.013973 | 0 | 0 | 0 | 0 | 0 | 0
6744 | 0.001925 | 0.054978 | 0.34304 | 0.11602 | 0.003107 | 0.003684 | 0.02698 | 0.085886 | 0.032796 | 0.030952 | 0.010661 | 0 | 0 | 0 | 0 | 0 | 0
6745 | 0.000405 | 0.050007 | 0.31974 | 0.10726 | 0.001626 | 0.002555 | 0.024821 | 0.082792 | 0.032044 | 0.034646 | 0.008184 | 0 | 0 | 0 | 0 | 0 | 0
6746 | 0.000198 | 0.046843 | 0.28666 | 0.095796 | 0.000528 | 0.002918 | 0.023578 | 0.082925 | 0.033778 | 0.042725 | 0.006545 | 0 | 0 | 0 | 0 | 0 | 0
6747 | 0.000348 | 0.046283 | 0.26883 | 0.089758 | 9.1e-05 | 0.003836 | 0.022917 | 0.085795 | 0.036781 | 0.051729 | 0.005765 | 0 | 0 | 0 | 0 | 0 | 0
6748 | 0.000973 | 0.048666 | 0.26758 | 0.089525 | 1.9e-05 | 0.005045 | 0.023191 | 0.089929 | 0.040172 | 0.060016 | 0.005699 | 0 | 0 | 0 | 0 | 0 | 0
6749 | 0.002032 | 0.051798 | 0.27009 | 0.090712 | 1.3e-05 | 0.006556 | 0.024646 | 0.092782 | 0.042793 | 0.065557 | 0.006276 | 0 | 0 | 0 | 0 | 0 | 0
6750 | 0.004075 | 0.054991 | 0.27641 | 0.093514 | 5.7e-05 | 0.007691 | 0.026237 | 0.093664 | 0.042518 | 0.06146 | 0.007258 | 0 | 0 | 0 | 0 | 0 | 0
6751 | 0.006148 | 0.059551 | 0.30367 | 0.10341 | 0.000395 | 0.008072 | 0.027535 | 0.093494 | 0.040356 | 0.051513 | 0.008343 | 0 | 0 | 0 | 0 | 0 | 0
6752 | 0.007589 | 0.06321 | 0.36687 | 0.12552 | 0.00211 | 0.00812 | 0.025275 | 0.092718 | 0.037862 | 0.040883 | 0.009727 | 0.011 | 0.022 | 0.019 | 0.015 | 0.011 | 0.019
6753 | 0.008086 | 0.063886 | 0.31569 | 0.10952 | 0.004779 | 0.005172 | 0.022054 | 0.064221 | 0.02648 | 0.02654 | 0.009988 | 0.103 | 0.088 | 0.141 | 0.113 | 0.076 | 0.132
6754 | 0.0096 | 0.061669 | 0.21534 | 0.077863 | 0.008652 | 0.005551 | 0.027564 | 0.046771 | 0.023755 | 0.031481 | 0.011215 | 0.242 | 0.169 | 0.311 | 0.25875 | 0.201 | 0.281
6755 | 0.009243 | 0.055941 | 0.28537 | 0.10244 | 0.012696 | 0.009882 | 0.034228 | 0.073215 | 0.032766 | 0.034724 | 0.013244 | 0.375 | 0.251 | 0.457 | 0.4035 | 0.379 | 0.403
6756 | 0.008763 | 0.049266 | 0.37112 | 0.13133 | 0.014094 | 0.011512 | 0.033602 | 0.08035 | 0.034597 | 0.032698 | 0.013829 | 0.454 | 0.296 | 0.546 | 0.49625 | 0.507 | 0.478
6757 | 0.008066 | 0.043531 | 0.34721 | 0.12362 | 0.015597 | 0.012986 | 0.029921 | 0.078741 | 0.035955 | 0.03732 | 0.014773 | 0.493 | 0.306 | 0.576 | 0.531 | 0.549 | 0.506
6758 | 0.008364 | 0.039658 | 0.34304 | 0.12329 | 0.018467 | 0.01468 | 0.028323 | 0.079156 | 0.03882 | 0.044428 | 0.017016 | 0.482 | 0.287 | 0.556 | 0.5015 | 0.496 | 0.472
6759 | 0.011058 | 0.038574 | 0.35981 | 0.13225 | 0.025898 | 0.018405 | 0.031319 | 0.083523 | 0.045726 | 0.059186 | 0.021789 | 0.41 | 0.234 | 0.489 | 0.40825 | 0.333 | 0.401
6760 | 0.019821 | 0.04029 | 0.37539 | 0.14552 | 0.041342 | 0.025986 | 0.038643 | 0.093076 | 0.057904 | 0.081826 | 0.03073 | 0.309 | 0.15 | 0.39 | 0.29825 | 0.196 | 0.298
6761 | 0.03265 | 0.045955 | 0.39114 | 0.16226 | 0.062989 | 0.036797 | 0.046219 | 0.10445 | 0.07148 | 0.10135 | 0.043325 | 0.185 | 0.062 | 0.253 | 0.174 | 0.118 | 0.14
6762 | 0.051693 | 0.054081 | 0.38683 | 0.17859 | 0.097257 | 0.058274 | 0.070009 | 0.11974 | 0.090096 | 0.11717 | 0.065197 | 0.067 | 0.006 | 0.109 | 0.06 | 0.031 | 0.033
6763 | 0.075687 | 0.061929 | 0.49461 | 0.2392 | 0.14729 | 0.097696 | 0.10417 | 0.17866 | 0.13548 | 0.16307 | 0.10251 | 0 | 0 | 0.004 | 0.001 | 0 | 0
6764 | 0.096571 | 0.067175 | 0.64938 | 0.30925 | 0.18179 | 0.13236 | 0.11857 | 0.23446 | 0.17036 | 0.18517 | 0.12942 | 0 | 0 | 0 | 0 | 0 | 0
6765 | 0.11387 | 0.07032 | 0.72037 | 0.3434 | 0.19597 | 0.15384 | 0.11929 | 0.25945 | 0.18661 | 0.1902 | 0.14295 | 0 | 0 | 0 | 0 | 0 | 0
6766 | 0.12534 | 0.073352 | 0.7258 | 0.34598 | 0.18682 | 0.16424 | 0.11304 | 0.26238 | 0.18979 | 0.19487 | 0.13766 | 0 | 0 | 0 | 0 | 0 | 0
6767 | 0.13886 | 0.076206 | 0.66808 | 0.32894 | 0.17989 | 0.17169 | 0.10653 | 0.25836 | 0.19014 | 0.1985 | 0.13201 | 0 | 0 | 0 | 0 | 0 | 0
6768 | 0.15387 | 0.076403 | 0.57887 | 0.30504 | 0.18238 | 0.17352 | 0.10137 | 0.25642 | 0.19035 | 0.20146 | 0.13 | 0 | 0 | 0 | 0 | 0 | 0
6769 | 0.16697 | 0.073854 | 0.56631 | 0.30603 | 0.18481 | 0.17319 | 0.10081 | 0.25563 | 0.1908 | 0.20513 | 0.12924 | 0 | 0 | 0 | 0 | 0 | 0
6770 | 0.17242 | 0.069817 | 0.58441 | 0.31409 | 0.18544 | 0.17864 | 0.10177 | 0.25141 | 0.19254 | 0.21109 | 0.12903 | 0 | 0 | 0 | 0 | 0 | 0
6771 | 0.1711 | 0.066198 | 0.6089 | 0.32475 | 0.19423 | 0.18936 | 0.10294 | 0.24011 | 0.19154 | 0.20439 | 0.13229 | 0 | 0 | 0 | 0 | 0 | 0
6772 | 0.16856 | 0.065874 | 0.60487 | 0.32659 | 0.20636 | 0.2012 | 0.10455 | 0.22614 | 0.19034 | 0.1947 | 0.13933 | 0 | 0 | 0 | 0 | 0 | 0
6773 | 0.16551 | 0.071632 | 0.6089 | 0.32533 | 0.20159 | 0.20233 | 0.10633 | 0.21114 | 0.18377 | 0.18432 | 0.13729 | 0 | 0 | 0 | 0 | 0 | 0
6774 | 0.16574 | 0.086113 | 0.61956 | 0.32612 | 0.19304 | 0.19886 | 0.10715 | 0.19701 | 0.17647 | 0.17569 | 0.13431 | 0 | 0 | 0 | 0 | 0 | 0
6775 | 0.181 | 0.10772 | 0.63008 | 0.33572 | 0.19608 | 0.19477 | 0.10762 | 0.18513 | 0.17241 | 0.17256 | 0.13718 | 0 | 0 | 0 | 0 | 0 | 0
6776 | 0.20252 | 0.13411 | 0.59674 | 0.33338 | 0.20089 | 0.17949 | 0.088514 | 0.16808 | 0.162 | 0.1623 | 0.13814 | 0.01 | 0.041 | 0.015 | 0.01425 | 0.011 | 0.021
6777 | 0.21436 | 0.15863 | 0.57887 | 0.32873 | 0.19296 | 0.11325 | 0.065939 | 0.13994 | 0.12429 | 0.12828 | 0.11568 | 0.105 | 0.161 | 0.112 | 0.11475 | 0.09 | 0.152
6778 | 0.21787 | 0.17691 | 0.63916 | 0.3487 | 0.18906 | 0.11367 | 0.094591 | 0.14037 | 0.13902 | 0.18389 | 0.11814 | 0.271 | 0.296 | 0.267 | 0.27575 | 0.212 | 0.353
6779 | 0.21723 | 0.1807 | 0.63916 | 0.35007 | 0.19381 | 0.14525 | 0.13554 | 0.19344 | 0.16739 | 0.1965 | 0.13435 | 0.413 | 0.407 | 0.416 | 0.4255 | 0.387 | 0.486
6780 | 0.20837 | 0.17535 | 0.61824 | 0.33909 | 0.19066 | 0.14681 | 0.15043 | 0.21522 | 0.16825 | 0.17402 | 0.13694 | 0.505 | 0.472 | 0.509 | 0.516 | 0.481 | 0.569
6781 | 0.19291 | 0.17389 | 0.62616 | 0.33592 | 0.18868 | 0.15039 | 0.15414 | 0.22348 | 0.17059 | 0.16593 | 0.14256 | 0.555 | 0.493 | 0.539 | 0.56375 | 0.571 | 0.59
6782 | 0.18421 | 0.18391 | 0.63269 | 0.33728 | 0.19494 | 0.16081 | 0.16556 | 0.22475 | 0.1781 | 0.17104 | 0.1558 | 0.547 | 0.464 | 0.522 | 0.54875 | 0.57 | 0.556
6783 | 0.19553 | 0.20911 | 0.61956 | 0.3419 | 0.2106 | 0.17964 | 0.18611 | 0.22618 | 0.19152 | 0.18433 | 0.17593 | 0.484 | 0.392 | 0.458 | 0.49175 | 0.544 | 0.481
6784 | 0.22259 | 0.24537 | 0.60756 | 0.3552 | 0.23544 | 0.2025 | 0.20783 | 0.23053 | 0.20792 | 0.20073 | 0.19794 | 0.378 | 0.283 | 0.355 | 0.38175 | 0.435 | 0.359
6785 | 0.26678 | 0.29295 | 0.58441 | 0.37193 | 0.26461 | 0.21684 | 0.20313 | 0.21812 | 0.21187 | 0.20184 | 0.21066 | 0.214 | 0.15 | 0.222 | 0.223 | 0.25 | 0.206
6786 | 0.30568 | 0.34542 | 0.53796 | 0.38593 | 0.31415 | 0.22955 | 0.22853 | 0.20799 | 0.21722 | 0.19576 | 0.2356 | 0.073 | 0.019 | 0.083 | 0.06775 | 0.058 | 0.057
6787 | 0.35621 | 0.39055 | 0.68261 | 0.47736 | 0.39328 | 0.31137 | 0.2981 | 0.27187 | 0.28665 | 0.25686 | 0.30651 | 0 | 0 | 0.001 | 0.00025 | 0 | 0
6788 | 0.38612 | 0.41588 | 0.73854 | 0.52142 | 0.43961 | 0.33516 | 0.29928 | 0.31114 | 0.31988 | 0.29524 | 0.33796 | 0 | 0 | 0 | 0 | 0 | 0
6789 | 0.39483 | 0.42527 | 0.70132 | 0.51304 | 0.44296 | 0.30926 | 0.27992 | 0.30241 | 0.31028 | 0.29664 | 0.33282 | 0 | 0 | 0 | 0 | 0 | 0
6790 | 0.37942 | 0.42681 | 0.65818 | 0.49189 | 0.43807 | 0.27897 | 0.25976 | 0.28322 | 0.29105 | 0.27741 | 0.32461 | 0 | 0 | 0 | 0 | 0 | 0
6791 | 0.35781 | 0.42871 | 0.64301 | 0.47239 | 0.41635 | 0.25287 | 0.24606 | 0.27078 | 0.27274 | 0.26707 | 0.30024 | 0 | 0 | 0 | 0 | 0 | 0
6792 | 0.33819 | 0.43218 | 0.64173 | 0.45877 | 0.39639 | 0.23789 | 0.23534 | 0.25854 | 0.25818 | 0.2594 | 0.27688 | 0 | 0 | 0 | 0 | 0 | 0
6793 | 0.31693 | 0.43338 | 0.63008 | 0.44304 | 0.38212 | 0.22242 | 0.22474 | 0.24498 | 0.24496 | 0.24647 | 0.26595 | 0 | 0 | 0 | 0 | 0 | 0
6794 | 0.29606 | 0.42589 | 0.61024 | 0.42254 | 0.36134 | 0.20559 | 0.21486 | 0.23055 | 0.23415 | 0.2484 | 0.25205 | 0 | 0 | 0 | 0 | 0 | 0
6795 | 0.27949 | 0.41107 | 0.57191 | 0.39787 | 0.34222 | 0.18409 | 0.20556 | 0.2146 | 0.22179 | 0.24981 | 0.23867 | 0 | 0 | 0 | 0 | 0 | 0
6796 | 0.27031 | 0.3979 | 0.55221 | 0.38488 | 0.33211 | 0.16373 | 0.1996 | 0.19712 | 0.21241 | 0.255 | 0.23379 | 0 | 0 | 0 | 0 | 0 | 0
6797 | 0.26906 | 0.3953 | 0.54795 | 0.38472 | 0.33714 | 0.15 | 0.19647 | 0.17733 | 0.20903 | 0.27069 | 0.23809 | 0 | 0 | 0 | 0 | 0 | 0
6798 | 0.28738 | 0.41554 | 0.55928 | 0.40463 | 0.36724 | 0.1409 | 0.19564 | 0.16314 | 0.21019 | 0.28526 | 0.25147 | 0 | 0 | 0 | 0 | 0 | 0
6799 | 0.31884 | 0.45554 | 0.57191 | 0.43505 | 0.41441 | 0.13846 | 0.19669 | 0.15606 | 0.21317 | 0.2887 | 0.26947 | 0 | 0 | 0 | 0 | 0 | 0
6800 | 0.35365 | 0.50537 | 0.58441 | 0.46576 | 0.45922 | 0.13439 | 0.16626 | 0.15469 | 0.20843 | 0.26547 | 0.27916 | 0.016 | 0.069 | 0.012 | 0.019 | 0.011 | 0.037
6801 | 0.36266 | 0.54448 | 0.56069 | 0.46693 | 0.47743 | 0.097253 | 0.12552 | 0.1441 | 0.16378 | 0.15123 | 0.26255 | 0.13 | 0.236 | 0.097 | 0.1435 | 0.14 | 0.207
6802 | 0.34011 | 0.56669 | 0.54225 | 0.47259 | 0.53541 | 0.095075 | 0.23916 | 0.15003 | 0.18925 | 0.18973 | 0.32217 | 0.293 | 0.385 | 0.229 | 0.305 | 0.315 | 0.383
6803 | 0.28949 | 0.56516 | 0.66191 | 0.50122 | 0.55226 | 0.11096 | 0.33478 | 0.17292 | 0.22173 | 0.23832 | 0.36471 | 0.432 | 0.496 | 0.356 | 0.44125 | 0.468 | 0.509
6804 | 0.23882 | 0.54176 | 0.72902 | 0.49869 | 0.52823 | 0.10723 | 0.33824 | 0.18121 | 0.2124 | 0.19181 | 0.36936 | 0.528 | 0.565 | 0.45 | 0.53275 | 0.574 | 0.579
6805 | 0.19274 | 0.51353 | 0.75386 | 0.4782 | 0.48798 | 0.095707 | 0.3255 | 0.17394 | 0.19615 | 0.15955 | 0.35542 | 0.573 | 0.583 | 0.496 | 0.574 | 0.632 | 0.595
6806 | 0.16873 | 0.49526 | 0.73958 | 0.45499 | 0.45666 | 0.093009 | 0.31954 | 0.16445 | 0.18708 | 0.1503 | 0.34057 | 0.57 | 0.551 | 0.488 | 0.56525 | 0.643 | 0.56
6807 | 0.15748 | 0.49079 | 0.71263 | 0.4368 | 0.44029 | 0.10449 | 0.32367 | 0.16574 | 0.19082 | 0.16112 | 0.33195 | 0.519 | 0.471 | 0.436 | 0.50925 | 0.603 | 0.479
6808 | 0.15456 | 0.49743 | 0.68854 | 0.42337 | 0.42703 | 0.12515 | 0.32747 | 0.17718 | 0.20297 | 0.18606 | 0.32348 | 0.42 | 0.349 | 0.342 | 0.4065 | 0.509 | 0.355
6809 | 0.16742 | 0.52095 | 0.67053 | 0.42026 | 0.42283 | 0.14352 | 0.29645 | 0.18813 | 0.21075 | 0.20334 | 0.308 | 0.271 | 0.195 | 0.215 | 0.258 | 0.346 | 0.2
6810 | 0.19419 | 0.55396 | 0.59265 | 0.41214 | 0.44957 | 0.19076 | 0.28628 | 0.19747 | 0.23312 | 0.23159 | 0.31267 | 0.097 | 0.026 | 0.079 | 0.089 | 0.127 | 0.053
6811 | 0.24435 | 0.58612 | 0.61292 | 0.45626 | 0.51152 | 0.31039 | 0.32117 | 0.27244 | 0.32675 | 0.35809 | 0.36608 | 0 | 0 | 0.001 | 0.00025 | 0 | 0
6812 | 0.29983 | 0.60339 | 0.67297 | 0.51174 | 0.56241 | 0.34237 | 0.31606 | 0.32042 | 0.36992 | 0.4273 | 0.38958 | 0 | 0 | 0 | 0 | 0 | 0
6813 | 0.33525 | 0.59807 | 0.67175 | 0.53015 | 0.58344 | 0.3164 | 0.29303 | 0.31122 | 0.36216 | 0.43376 | 0.38728 | 0 | 0 | 0 | 0 | 0 | 0
6814 | 0.3302 | 0.57229 | 0.61024 | 0.50512 | 0.57493 | 0.28552 | 0.26522 | 0.28813 | 0.34008 | 0.41543 | 0.37122 | 0 | 0 | 0 | 0 | 0 | 0
6815 | 0.28785 | 0.53275 | 0.58441 | 0.47132 | 0.54171 | 0.26034 | 0.23998 | 0.26151 | 0.31394 | 0.38956 | 0.34434 | 0 | 0 | 0 | 0 | 0 | 0
6816 | 0.23072 | 0.48582 | 0.57609 | 0.43169 | 0.48826 | 0.23328 | 0.21938 | 0.23591 | 0.28639 | 0.36221 | 0.31416 | 0 | 0 | 0 | 0 | 0 | 0
6817 | 0.17123 | 0.43834 | 0.57748 | 0.3892 | 0.41889 | 0.20134 | 0.20487 | 0.21362 | 0.25735 | 0.33356 | 0.28088 | 0 | 0 | 0 | 0 | 0 | 0
6818 | 0.11929 | 0.39297 | 0.57748 | 0.3493 | 0.35114 | 0.1673 | 0.18887 | 0.19398 | 0.22839 | 0.30221 | 0.25007 | 0 | 0 | 0 | 0 | 0 | 0
6819 | 0.086546 | 0.34779 | 0.56491 | 0.31858 | 0.30429 | 0.13526 | 0.17354 | 0.17727 | 0.202 | 0.2703 | 0.22516 | 0 | 0 | 0 | 0 | 0 | 0
6820 | 0.072048 | 0.30894 | 0.55079 | 0.29868 | 0.2732 | 0.11051 | 0.16178 | 0.1662 | 0.18223 | 0.24544 | 0.20675 | 0 | 0 | 0 | 0 | 0 | 0
6821 | 0.071495 | 0.28863 | 0.54368 | 0.29239 | 0.26199 | 0.09321 | 0.15713 | 0.15963 | 0.16858 | 0.22129 | 0.20021 | 0 | 0 | 0 | 0 | 0 | 0
6822 | 0.082298 | 0.29273 | 0.55221 | 0.29808 | 0.25974 | 0.081022 | 0.15416 | 0.1573 | 0.15922 | 0.20208 | 0.19647 | 0 | 0 | 0 | 0 | 0 | 0
6823 | 0.10025 | 0.31757 | 0.57331 | 0.3097 | 0.25553 | 0.068978 | 0.14966 | 0.15729 | 0.15248 | 0.1939 | 0.18976 | 0 | 0 | 0 | 0 | 0 | 0
6824 | 0.11426 | 0.3517 | 0.57748 | 0.31692 | 0.259 | 0.059602 | 0.11665 | 0.15347 | 0.14466 | 0.1806 | 0.18496 | 0.008 | 0.078 | 0.008 | 0.0105 | 0.013 | 0.013
6825 | 0.11304 | 0.37767 | 0.56491 | 0.30799 | 0.24602 | 0.034234 | 0.068575 | 0.12538 | 0.10266 | 0.088577 | 0.16245 | 0.075 | 0.264 | 0.068 | 0.09325 | 0.141 | 0.089
6826 | 0.094763 | 0.39153 | 0.59265 | 0.31051 | 0.24413 | 0.019339 | 0.11284 | 0.11867 | 0.089724 | 0.053543 | 0.16734 | 0.172 | 0.425 | 0.154 | 0.197 | 0.293 | 0.169
6827 | 0.067546 | 0.3925 | 0.66315 | 0.31907 | 0.22651 | 0.015256 | 0.17859 | 0.13305 | 0.095464 | 0.058035 | 0.17551 | 0.243 | 0.532 | 0.241 | 0.2715 | 0.382 | 0.22
6828 | 0.044178 | 0.37232 | 0.69787 | 0.31684 | 0.20847 | 0.015459 | 0.17564 | 0.13577 | 0.093953 | 0.053253 | 0.17133 | 0.292 | 0.584 | 0.309 | 0.316 | 0.384 | 0.279
6829 | 0.025416 | 0.3444 | 0.68021 | 0.2973 | 0.18626 | 0.01323 | 0.15143 | 0.12497 | 0.083617 | 0.039273 | 0.157 | 0.299 | 0.582 | 0.341 | 0.32275 | 0.333 | 0.318
6830 | 0.016938 | 0.31554 | 0.65317 | 0.27307 | 0.1491 | 0.009746 | 0.13332 | 0.11179 | 0.070746 | 0.028485 | 0.13297 | 0.289 | 0.518 | 0.337 | 0.30175 | 0.282 | 0.299
6831 | 0.026507 | 0.29013 | 0.63399 | 0.25693 | 0.11028 | 0.008674 | 0.12705 | 0.10907 | 0.062572 | 0.025467 | 0.10708 | 0.28 | 0.406 | 0.3 | 0.26875 | 0.223 | 0.272
6832 | 0.039127 | 0.27582 | 0.62352 | 0.24917 | 0.084866 | 0.010868 | 0.12765 | 0.11761 | 0.060686 | 0.026986 | 0.087281 | 0.267 | 0.265 | 0.235 | 0.22825 | 0.168 | 0.243
6833 | 0.055871 | 0.28666 | 0.61024 | 0.24805 | 0.078037 | 0.017411 | 0.12897 | 0.131 | 0.065237 | 0.030036 | 0.082497 | 0.202 | 0.116 | 0.147 | 0.15 | 0.085 | 0.166
6834 | 0.077679 | 0.3183 | 0.52361 | 0.23767 | 0.11171 | 0.036443 | 0.17309 | 0.14989 | 0.083737 | 0.038146 | 0.11047 | 0.08 | 0.007 | 0.054 | 0.04925 | 0.018 | 0.045
6835 | 0.097579 | 0.3594 | 0.58854 | 0.2848 | 0.16828 | 0.062783 | 0.22393 | 0.19551 | 0.11754 | 0.049257 | 0.16262 | 0 | 0 | 0.001 | 0.00025 | 0 | 0
6836 | 0.10841 | 0.39253 | 0.70588 | 0.34152 | 0.21027 | 0.079233 | 0.22294 | 0.22462 | 0.14014 | 0.055294 | 0.20139 | 0 | 0 | 0 | 0 | 0 | 0
6837 | 0.1009 | 0.40559 | 0.69556 | 0.34121 | 0.22717 | 0.077842 | 0.20113 | 0.21773 | 0.13955 | 0.055089 | 0.20753 | 0 | 0 | 0 | 0 | 0 | 0
6838 | 0.09442 | 0.39802 | 0.68141 | 0.33339 | 0.22434 | 0.06422 | 0.17874 | 0.19711 | 0.12778 | 0.054532 | 0.19526 | 0 | 0 | 0 | 0 | 0 | 0
6839 | 0.1031 | 0.36832 | 0.66191 | 0.32818 | 0.21952 | 0.050298 | 0.15523 | 0.17641 | 0.11325 | 0.046133 | 0.18017 | 0 | 0 | 0 | 0 | 0 | 0
6840 | 0.12994 | 0.32896 | 0.62616 | 0.32905 | 0.23106 | 0.042378 | 0.1357 | 0.16439 | 0.10346 | 0.033539 | 0.17351 | 0 | 0 | 0 | 0 | 0 | 0
6841 | 0.17773 | 0.29342 | 0.59674 | 0.34645 | 0.26488 | 0.043986 | 0.1221 | 0.16159 | 0.1021 | 0.021308 | 0.18151 | 0 | 0 | 0 | 0 | 0 | 0
6842 | 0.25493 | 0.27254 | 0.56491 | 0.37998 | 0.3201 | 0.056183 | 0.11626 | 0.16424 | 0.10754 | 0.012411 | 0.19733 | 0 | 0 | 0 | 0 | 0 | 0
6843 | 0.36093 | 0.27031 | 0.52361 | 0.42464 | 0.38937 | 0.077392 | 0.11484 | 0.16521 | 0.11769 | 0.006301 | 0.22188 | 0 | 0 | 0 | 0 | 0 | 0
6844 | 0.45463 | 0.28657 | 0.48148 | 0.46663 | 0.46379 | 0.10095 | 0.11647 | 0.17308 | 0.13188 | 0.002645 | 0.25085 | 0 | 0 | 0 | 0 | 0 | 0
6845 | 0.50833 | 0.31313 | 0.43905 | 0.48947 | 0.52102 | 0.11437 | 0.11707 | 0.18083 | 0.14182 | 0.000857 | 0.27122 | 0 | 0 | 0 | 0 | 0 | 0
6846 | 0.54526 | 0.34588 | 0.40702 | 0.50274 | 0.55594 | 0.11602 | 0.11897 | 0.18779 | 0.14821 | 0.001087 | 0.28792 | 0 | 0 | 0 | 0 | 0 | 0
6847 | 0.59139 | 0.37541 | 0.44197 | 0.54038 | 0.58778 | 0.11733 | 0.11568 | 0.18965 | 0.15493 | 0.001521 | 0.3112 | 0 | 0 | 0 | 0 | 0 | 0
6848 | 0.64771 | 0.39011 | 0.47856 | 0.58395 | 0.62559 | 0.12177 | 0.097538 | 0.18729 | 0.16233 | 0.002894 | 0.33735 | 0.005 | 0.036 | 0.007 | 0.0075 | 0.011 | 0.007
6849 | 0.68766 | 0.38602 | 0.43905 | 0.5955 | 0.6598 | 0.13746 | 0.083009 | 0.16744 | 0.17063 | 0.006996 | 0.37063 | 0.069 | 0.152 | 0.083 | 0.0885 | 0.128 | 0.074
6850 | 0.67965 | 0.36002 | 0.3811 | 0.58328 | 0.68909 | 0.17954 | 0.1149 | 0.19129 | 0.20664 | 0.01354 | 0.44219 | 0.187 | 0.293 | 0.227 | 0.2185 | 0.265 | 0.195
6851 | 0.65467 | 0.31372 | 0.53367 | 0.62014 | 0.67208 | 0.2082 | 0.10695 | 0.23953 | 0.23161 | 0.021661 | 0.45705 | 0.296 | 0.376 | 0.37 | 0.349 | 0.385 | 0.345
6852 | 0.62496 | 0.26719 | 0.50043 | 0.58403 | 0.6267 | 0.21158 | 0.085045 | 0.24614 | 0.22415 | 0.020176 | 0.41868 | 0.378 | 0.406 | 0.459 | 0.4325 | 0.437 | 0.456
6853 | 0.60157 | 0.24729 | 0.45661 | 0.54698 | 0.58276 | 0.21387 | 0.070416 | 0.24959 | 0.21682 | 0.02551 | 0.37831 | 0.418 | 0.403 | 0.493 | 0.45 | 0.397 | 0.492
6854 | 0.59621 | 0.25978 | 0.44344 | 0.53186 | 0.55593 | 0.23389 | 0.066432 | 0.26445 | 0.22542 | 0.04557 | 0.35779 | 0.423 | 0.361 | 0.478 | 0.41625 | 0.3 | 0.464
6855 | 0.61557 | 0.29907 | 0.47125 | 0.54639 | 0.55235 | 0.2707 | 0.071643 | 0.29103 | 0.25296 | 0.089709 | 0.3604 | 0.35 | 0.272 | 0.422 | 0.336 | 0.2 | 0.372
6856 | 0.6319 | 0.35312 | 0.5308 | 0.57199 | 0.55328 | 0.30973 | 0.079846 | 0.31881 | 0.28779 | 0.15491 | 0.36769 | 0.221 | 0.159 | 0.332 | 0.23 | 0.119 | 0.248
6857 | 0.62994 | 0.41811 | 0.59401 | 0.58381 | 0.52746 | 0.31218 | 0.078775 | 0.33135 | 0.29663 | 0.20018 | 0.34282 | 0.093 | 0.058 | 0.21 | 0.12125 | 0.059 | 0.123
6858 | 0.61667 | 0.47384 | 0.61824 | 0.57034 | 0.47612 | 0.25948 | 0.07711 | 0.31394 | 0.27036 | 0.22259 | 0.28542 | 0.022 | 0.003 | 0.08 | 0.0335 | 0.008 | 0.024
6859 | 0.58873 | 0.49592 | 0.67781 | 0.56869 | 0.43952 | 0.23854 | 0.083715 | 0.31592 | 0.26935 | 0.26336 | 0.25959 | 0 | 0 | 0.001 | 0.00025 | 0 | 0
6860 | 0.53623 | 0.48765 | 0.72472 | 0.5536 | 0.39986 | 0.22883 | 0.079335 | 0.30757 | 0.26127 | 0.27643 | 0.23223 | 0 | 0 | 0 | 0 | 0 | 0
6861 | 0.46898 | 0.46526 | 0.71374 | 0.51055 | 0.34893 | 0.20994 | 0.069749 | 0.28013 | 0.23754 | 0.26209 | 0.19802 | 0 | 0 | 0 | 0 | 0 | 0
6862 | 0.40715 | 0.44624 | 0.68736 | 0.46296 | 0.29438 | 0.18453 | 0.061497 | 0.24909 | 0.20432 | 0.2214 | 0.16227 | 0 | 0 | 0 | 0 | 0 | 0
6863 | 0.35372 | 0.43922 | 0.66931 | 0.42335 | 0.24702 | 0.14635 | 0.055887 | 0.2279 | 0.17187 | 0.18195 | 0.13128 | 0 | 0 | 0 | 0 | 0 | 0
6864 | 0.30539 | 0.44561 | 0.63008 | 0.38103 | 0.20761 | 0.12378 | 0.055154 | 0.21212 | 0.15125 | 0.1623 | 0.10681 | 0 | 0 | 0 | 0 | 0 | 0
6865 | 0.25997 | 0.45909 | 0.58716 | 0.341 | 0.17587 | 0.11752 | 0.055882 | 0.20087 | 0.14128 | 0.15637 | 0.090373 | 0 | 0 | 0 | 0 | 0 | 0
6866 | 0.21693 | 0.47447 | 0.56631 | 0.31644 | 0.16608 | 0.11447 | 0.06001 | 0.19134 | 0.13676 | 0.15597 | 0.085266 | 0 | 0 | 0 | 0 | 0 | 0
6867 | 0.19248 | 0.49351 | 0.53796 | 0.30495 | 0.18441 | 0.10418 | 0.068072 | 0.18196 | 0.1345 | 0.15968 | 0.092177 | 0 | 0 | 0 | 0 | 0 | 0
6868 | 0.21914 | 0.51172 | 0.51205 | 0.32164 | 0.23373 | 0.083211 | 0.072791 | 0.17186 | 0.12588 | 0.14183 | 0.10661 | 0 | 0 | 0 | 0 | 0 | 0
6869 | 0.27978 | 0.52394 | 0.49898 | 0.35658 | 0.29099 | 0.071163 | 0.073741 | 0.16737 | 0.12425 | 0.14 | 0.11846 | 0 | 0 | 0 | 0 | 0 | 0
6870 | 0.34375 | 0.52902 | 0.49752 | 0.39017 | 0.32924 | 0.054621 | 0.07503 | 0.16398 | 0.1186 | 0.12954 | 0.12625 | 0 | 0 | 0 | 0 | 0 | 0
6871 | 0.38437 | 0.52144 | 0.49024 | 0.4099 | 0.35509 | 0.034906 | 0.080867 | 0.15893 | 0.10906 | 0.10508 | 0.1373 | 0 | 0 | 0 | 0 | 0 | 0
6872 | 0.40674 | 0.52288 | 0.43029 | 0.40108 | 0.36623 | 0.024301 | 0.084819 | 0.15383 | 0.10431 | 0.090617 | 0.14849 | 0.001 | 0.006 | 0.01 | 0.0035 | 0.002 | 0.001
6873 | 0.39611 | 0.51862 | 0.27387 | 0.34383 | 0.36152 | 0.017233 | 0.087585 | 0.15721 | 0.10594 | 0.096644 | 0.15269 | 0.035 | 0.043 | 0.1 | 0.053 | 0.043 | 0.034
6874 | 0.3881 | 0.5161 | 0.20537 | 0.32431 | 0.37947 | 0.016074 | 0.1084 | 0.17008 | 0.11423 | 0.097048 | 0.17371 | 0.086 | 0.102 | 0.266 | 0.1465 | 0.142 | 0.092
6875 | 0.39213 | 0.5221 | 0.30235 | 0.36593 | 0.40331 | 0.020433 | 0.13839 | 0.1863 | 0.12254 | 0.073405 | 0.21002 | 0.139 | 0.156 | 0.394 | 0.22975 | 0.244 | 0.142
6876 | 0.38907 | 0.52916 | 0.37397 | 0.39802 | 0.43103 | 0.03585 | 0.15751 | 0.19529 | 0.13277 | 0.059182 | 0.24076 | 0.191 | 0.198 | 0.471 | 0.28825 | 0.323 | 0.168
6877 | 0.38819 | 0.52758 | 0.31704 | 0.38364 | 0.44569 | 0.060613 | 0.15441 | 0.2036 | 0.14526 | 0.057219 | 0.2596 | 0.174 | 0.213 | 0.5 | 0.294 | 0.351 | 0.151
6878 | 0.41273 | 0.51568 | 0.28796 | 0.37823 | 0.43402 | 0.083537 | 0.1352 | 0.21637 | 0.15376 | 0.052274 | 0.26285 | 0.144 | 0.202 | 0.487 | 0.2735 | 0.33 | 0.133
6879 | 0.43555 | 0.49953 | 0.29315 | 0.38017 | 0.41181 | 0.10366 | 0.11402 | 0.22297 | 0.15658 | 0.047147 | 0.25253 | 0.093 | 0.167 | 0.427 | 0.22675 | 0.294 | 0.093
6880 | 0.44521 | 0.4877 | 0.32109 | 0.38421 | 0.38632 | 0.11691 | 0.099668 | 0.22118 | 0.15219 | 0.040348 | 0.2303 | 0.068 | 0.111 | 0.33 | 0.17075 | 0.223 | 0.062
6881 | 0.44165 | 0.49363 | 0.3811 | 0.39729 | 0.36912 | 0.12126 | 0.092253 | 0.20753 | 0.14247 | 0.034434 | 0.20664 | 0.041 | 0.047 | 0.207 | 0.094 | 0.097 | 0.031
6882 | 0.43183 | 0.51294 | 0.42883 | 0.40398 | 0.35128 | 0.10941 | 0.096824 | 0.18781 | 0.12987 | 0.042144 | 0.18011 | 0.009 | 0.003 | 0.08 | 0.02775 | 0.018 | 0.004
6883 | 0.41269 | 0.53529 | 0.56069 | 0.43761 | 0.33945 | 0.10909 | 0.1117 | 0.18604 | 0.1335 | 0.065183 | 0.17371 | 0 | 0 | 0.001 | 0.00025 | 0 | 0
6884 | 0.39678 | 0.54222 | 0.64684 | 0.45566 | 0.32338 | 0.11984 | 0.11167 | 0.19265 | 0.14274 | 0.08324 | 0.17522 | 0 | 0 | 0 | 0 | 0 | 0
6885 | 0.38761 | 0.52857 | 0.62089 | 0.43692 | 0.30226 | 0.12274 | 0.1052 | 0.19349 | 0.14548 | 0.089241 | 0.17644 | 0 | 0 | 0 | 0 | 0 | 0
6886 | 0.37347 | 0.49154 | 0.59538 | 0.4138 | 0.27254 | 0.1181 | 0.096872 | 0.18977 | 0.13979 | 0.085041 | 0.16623 | 0 | 0 | 0 | 0 | 0 | 0
6887 | 0.34832 | 0.43436 | 0.57051 | 0.38433 | 0.23417 | 0.11055 | 0.085808 | 0.19196 | 0.13082 | 0.076643 | 0.14414 | 0 | 0 | 0 | 0 | 0 | 0
6888 | 0.30743 | 0.3806 | 0.53653 | 0.34827 | 0.20084 | 0.10547 | 0.080293 | 0.19284 | 0.12404 | 0.070628 | 0.12721 | 0 | 0 | 0 | 0 | 0 | 0
6889 | 0.27614 | 0.3454 | 0.51494 | 0.32211 | 0.17525 | 0.096024 | 0.077001 | 0.19385 | 0.11853 | 0.068844 | 0.11541 | 0 | 0 | 0 | 0 | 0 | 0
6890 | 0.25422 | 0.32818 | 0.5077 | 0.30581 | 0.1555 | 0.090876 | 0.077352 | 0.19987 | 0.11669 | 0.066116 | 0.10989 | 0 | 0 | 0 | 0 | 0 | 0
6891 | 0.21989 | 0.321 | 0.49752 | 0.28888 | 0.14922 | 0.084851 | 0.082132 | 0.20103 | 0.11331 | 0.061614 | 0.10573 | 0 | 0 | 0 | 0 | 0 | 0
6892 | 0.20058 | 0.31696 | 0.47417 | 0.27275 | 0.14351 | 0.081257 | 0.090167 | 0.20576 | 0.11137 | 0.058812 | 0.09966 | 0 | 0 | 0 | 0 | 0 | 0
6893 | 0.18808 | 0.31823 | 0.48878 | 0.27292 | 0.14191 | 0.07926 | 0.10054 | 0.2155 | 0.11695 | 0.074509 | 0.098531 | 0 | 0 | 0 | 0 | 0 | 0
6894 | 0.17902 | 0.32779 | 0.4917 | 0.27123 | 0.14298 | 0.076841 | 0.11467 | 0.21935 | 0.12743 | 0.11541 | 0.098137 | 0 | 0 | 0 | 0 | 0 | 0
6895 | 0.17108 | 0.34882 | 0.52361 | 0.2802 | 0.14591 | 0.072162 | 0.12635 | 0.21419 | 0.13431 | 0.15434 | 0.096561 | 0 | 0 | 0 | 0 | 0 | 0
6896 | 0.16968 | 0.3737 | 0.55362 | 0.28979 | 0.14607 | 0.06747 | 0.12959 | 0.20658 | 0.13492 | 0.17504 | 0.090595 | 0.002 | 0.005 | 0.007 | 0.004 | 0.007 | 0
6897 | 0.16268 | 0.38672 | 0.48148 | 0.25731 | 0.12778 | 0.056877 | 0.1292 | 0.18802 | 0.10881 | 0.11792 | 0.072426 | 0.045 | 0.032 | 0.075 | 0.0565 | 0.082 | 0.024
6898 | 0.14106 | 0.39027 | 0.33888 | 0.19546 | 0.10644 | 0.046955 | 0.14711 | 0.18352 | 0.099413 | 0.10522 | 0.061954 | 0.105 | 0.071 | 0.191 | 0.134 | 0.169 | 0.071
6899 | 0.11444 | 0.40901 | 0.357 | 0.19127 | 0.10237 | 0.045629 | 0.16366 | 0.1876 | 0.10698 | 0.11977 | 0.074929 | 0.154 | 0.105 | 0.308 | 0.20125 | 0.218 | 0.125
6900 | 0.094101 | 0.44615 | 0.37682 | 0.19144 | 0.10339 | 0.048665 | 0.17001 | 0.17907 | 0.10855 | 0.11781 | 0.088659 | 0.185 | 0.129 | 0.402 | 0.23825 | 0.241 | 0.125
6901 | 0.074514 | 0.48143 | 0.36122 | 0.17813 | 0.09867 | 0.049989 | 0.16949 | 0.16336 | 0.10563 | 0.11231 | 0.096864 | 0.166 | 0.14 | 0.441 | 0.2455 | 0.261 | 0.114
6902 | 0.067079 | 0.52752 | 0.33613 | 0.16627 | 0.095604 | 0.043344 | 0.16704 | 0.15141 | 0.10185 | 0.10684 | 0.10582 | 0.129 | 0.127 | 0.441 | 0.2455 | 0.311 | 0.101
6903 | 0.064705 | 0.58399 | 0.31569 | 0.16227 | 0.10641 | 0.039007 | 0.16532 | 0.14754 | 0.10368 | 0.10834 | 0.11985 | 0.094 | 0.098 | 0.399 | 0.22325 | 0.331 | 0.069
6904 | 0.064326 | 0.63389 | 0.28023 | 0.16095 | 0.1383 | 0.038494 | 0.15239 | 0.1471 | 0.10977 | 0.1175 | 0.13597 | 0.063 | 0.063 | 0.321 | 0.1695 | 0.254 | 0.04
6905 | 0.07015 | 0.68133 | 0.26633 | 0.17117 | 0.17703 | 0.041233 | 0.14661 | 0.14666 | 0.11324 | 0.12105 | 0.14403 | 0.034 | 0.024 | 0.202 | 0.09275 | 0.117 | 0.018
6906 | 0.080278 | 0.72149 | 0.30103 | 0.20111 | 0.22201 | 0.051014 | 0.15667 | 0.13583 | 0.11145 | 0.10154 | 0.15742 | 0.006 | 0.001 | 0.074 | 0.02475 | 0.018 | 0.001
6907 | 0.09281 | 0.73917 | 0.40268 | 0.25118 | 0.25804 | 0.073122 | 0.15276 | 0.14574 | 0.12075 | 0.096211 | 0.16791 | 0 | 0 | 0.001 | 0.00025 | 0 | 0
6908 | 0.11237 | 0.7293 | 0.45515 | 0.27456 | 0.25618 | 0.086739 | 0.14037 | 0.14585 | 0.1219 | 0.093041 | 0.16197 | 0 | 0 | 0 | 0 | 0 | 0
6909 | 0.13334 | 0.70423 | 0.43905 | 0.26372 | 0.21877 | 0.097301 | 0.11978 | 0.12827 | 0.11797 | 0.10164 | 0.14469 | 0 | 0 | 0 | 0 | 0 | 0
6910 | 0.15465 | 0.66476 | 0.3969 | 0.24675 | 0.18869 | 0.10408 | 0.096819 | 0.10855 | 0.10971 | 0.10107 | 0.12512 | 0 | 0 | 0 | 0 | 0 | 0
6911 | 0.17762 | 0.61804 | 0.33337 | 0.23371 | 0.19014 | 0.10657 | 0.078168 | 0.093996 | 0.10116 | 0.087533 | 0.11652 | 0 | 0 | 0 | 0 | 0 | 0
6912 | 0.18099 | 0.56907 | 0.26136 | 0.21973 | 0.21682 | 0.099162 | 0.067954 | 0.086131 | 0.094259 | 0.07304 | 0.11871 | 0 | 0 | 0 | 0 | 0 | 0
6913 | 0.19662 | 0.52556 | 0.18727 | 0.21408 | 0.25836 | 0.081529 | 0.061463 | 0.082581 | 0.08558 | 0.0574 | 0.12081 | 0 | 0 | 0 | 0 | 0 | 0
6914 | 0.21132 | 0.48596 | 0.12416 | 0.20918 | 0.29204 | 0.063695 | 0.058538 | 0.081305 | 0.07773 | 0.044383 | 0.12154 | 0 | 0 | 0 | 0 | 0 | 0
6915 | 0.23565 | 0.4524 | 0.070906 | 0.20222 | 0.30011 | 0.051856 | 0.054808 | 0.082946 | 0.074064 | 0.043668 | 0.11779 | 0 | 0 | 0 | 0 | 0 | 0
6916 | 0.29131 | 0.44358 | 0.030318 | 0.203 | 0.28739 | 0.045641 | 0.050817 | 0.087713 | 0.072091 | 0.042276 | 0.11273 | 0 | 0 | 0 | 0 | 0 | 0
6917 | 0.34605 | 0.45083 | 0.0222 | 0.21333 | 0.27174 | 0.041785 | 0.047817 | 0.089692 | 0.069501 | 0.036459 | 0.11007 | 0 | 0 | 0 | 0 | 0 | 0
6918 | 0.36161 | 0.47268 | 0.026098 | 0.2133 | 0.25219 | 0.039172 | 0.044998 | 0.088839 | 0.066603 | 0.029582 | 0.10882 | 0 | 0 | 0 | 0 | 0 | 0
6919 | 0.33362 | 0.4993 | 0.023932 | 0.1953 | 0.22836 | 0.03913 | 0.040952 | 0.088882 | 0.063855 | 0.023209 | 0.1042 | 0 | 0 | 0 | 0 | 0 | 0
6920 | 0.29375 | 0.50708 | 0.034429 | 0.1756 | 0.19862 | 0.044648 | 0.03767 | 0.088673 | 0.061449 | 0.020644 | 0.091832 | 0 | 0.004 | 0.01 | 0.003 | 0.002 | 0
6921 | 0.2507 | 0.48695 | 0.045327 | 0.14759 | 0.14674 | 0.042449 | 0.032124 | 0.085728 | 0.052362 | 0.018995 | 0.062278 | 0.027 | 0.035 | 0.103 | 0.048 | 0.045 | 0.017
6922 | 0.19057 | 0.46285 | 0.027977 | 0.10337 | 0.091547 | 0.040328 | 0.028764 | 0.081789 | 0.04547 | 0.023544 | 0.036218 | 0.08 | 0.078 | 0.238 | 0.1225 | 0.13 | 0.042
6923 | 0.13744 | 0.44727 | 0.05446 | 0.083431 | 0.058394 | 0.036062 | 0.028496 | 0.087919 | 0.044713 | 0.02989 | 0.024979 | 0.136 | 0.108 | 0.349 | 0.2015 | 0.252 | 0.069
6924 | 0.10092 | 0.43401 | 0.11612 | 0.08588 | 0.040601 | 0.028542 | 0.027198 | 0.091938 | 0.043308 | 0.031092 | 0.02166 | 0.198 | 0.128 | 0.423 | 0.26075 | 0.337 | 0.085
6925 | 0.076218 | 0.41459 | 0.1403 | 0.083338 | 0.033499 | 0.02205 | 0.025174 | 0.08909 | 0.04109 | 0.029739 | 0.023479 | 0.2 | 0.134 | 0.454 | 0.27975 | 0.376 | 0.089
6926 | 0.061739 | 0.40059 | 0.15385 | 0.082104 | 0.03072 | 0.016398 | 0.024913 | 0.085505 | 0.039659 | 0.028111 | 0.028623 | 0.164 | 0.121 | 0.434 | 0.24725 | 0.317 | 0.074
6927 | 0.061243 | 0.40027 | 0.18623 | 0.093647 | 0.033465 | 0.012769 | 0.025329 | 0.083729 | 0.039473 | 0.026377 | 0.035015 | 0.116 | 0.097 | 0.375 | 0.1905 | 0.222 | 0.049
6928 | 0.062996 | 0.41764 | 0.23956 | 0.11706 | 0.048628 | 0.011854 | 0.026128 | 0.082513 | 0.04146 | 0.027463 | 0.044012 | 0.076 | 0.062 | 0.285 | 0.13075 | 0.135 | 0.027
6929 | 0.067732 | 0.45226 | 0.29577 | 0.15062 | 0.088366 | 0.0121 | 0.027781 | 0.07659 | 0.043681 | 0.02752 | 0.058513 | 0.034 | 0.022 | 0.177 | 0.0685 | 0.053 | 0.01
6930 | 0.081391 | 0.49184 | 0.33475 | 0.19182 | 0.15933 | 0.015706 | 0.029949 | 0.065721 | 0.046689 | 0.029097 | 0.076232 | 0.004 | 0.001 | 0.066 | 0.019 | 0.006 | 0
6931 | 0.10738 | 0.50639 | 0.44051 | 0.26471 | 0.24624 | 0.023684 | 0.031712 | 0.066998 | 0.05477 | 0.032702 | 0.095695 | 0 | 0 | 0 | 0 | 0 | 0
6932 | 0.15024 | 0.50211 | 0.51783 | 0.33389 | 0.33359 | 0.033259 | 0.031586 | 0.068875 | 0.062506 | 0.03595 | 0.11194 | 0 | 0 | 0 | 0 | 0 | 0
6933 | 0.21849 | 0.47427 | 0.53653 | 0.37999 | 0.38495 | 0.044439 | 0.028893 | 0.065804 | 0.068819 | 0.042287 | 0.12275 | 0 | 0 | 0 | 0 | 0 | 0
6934 | 0.29856 | 0.42707 | 0.52792 | 0.40483 | 0.388 | 0.054407 | 0.02822 | 0.064447 | 0.071003 | 0.046355 | 0.1188 | 0 | 0 | 0 | 0 | 0 | 0
6935 | 0.36905 | 0.36995 | 0.49607 | 0.40489 | 0.34956 | 0.062232 | 0.026386 | 0.065695 | 0.069236 | 0.04776 | 0.10125 | 0 | 0 | 0 | 0 | 0 | 0
6936 | 0.39612 | 0.31975 | 0.44344 | 0.38456 | 0.31413 | 0.071261 | 0.024331 | 0.06538 | 0.068594 | 0.047134 | 0.090602 | 0 | 0 | 0 | 0 | 0 | 0
6937 | 0.38499 | 0.28853 | 0.40992 | 0.35935 | 0.28313 | 0.077493 | 0.02182 | 0.063896 | 0.069223 | 0.049111 | 0.086394 | 0 | 0 | 0 | 0 | 0 | 0
6938 | 0.37593 | 0.26436 | 0.41863 | 0.3478 | 0.24885 | 0.082325 | 0.01978 | 0.065527 | 0.069477 | 0.049762 | 0.080296 | 0 | 0 | 0 | 0 | 0 | 0
6939 | 0.37325 | 0.23749 | 0.42737 | 0.3435 | 0.22987 | 0.083484 | 0.018099 | 0.071566 | 0.068912 | 0.045303 | 0.075294 | 0 | 0 | 0 | 0 | 0 | 0
6940 | 0.37755 | 0.20764 | 0.40847 | 0.3328 | 0.21239 | 0.083944 | 0.016576 | 0.078087 | 0.067242 | 0.039135 | 0.067804 | 0 | 0 | 0 | 0 | 0 | 0
6941 | 0.3713 | 0.1813 | 0.40124 | 0.3211 | 0.19077 | 0.078022 | 0.015141 | 0.085203 | 0.064772 | 0.037672 | 0.05819 | 0 | 0 | 0 | 0 | 0 | 0
6942 | 0.36006 | 0.16317 | 0.39979 | 0.30781 | 0.16359 | 0.067473 | 0.014552 | 0.090277 | 0.061564 | 0.040437 | 0.048067 | 0 | 0 | 0 | 0 | 0 | 0
6943 | 0.33704 | 0.15121 | 0.38253 | 0.28439 | 0.13359 | 0.058383 | 0.015578 | 0.094517 | 0.059992 | 0.047814 | 0.039252 | 0 | 0 | 0 | 0 | 0 | 0
6944 | 0.29667 | 0.13628 | 0.32517 | 0.24427 | 0.11097 | 0.051703 | 0.015925 | 0.093278 | 0.059267 | 0.05621 | 0.035877 | 0 | 0.011 | 0.008 | 0.002 | 0 | 0
6945 | 0.24918 | 0.11907 | 0.26883 | 0.20153 | 0.086572 | 0.046496 | 0.010111 | 0.080429 | 0.055093 | 0.062937 | 0.030511 | 0.018 | 0.074 | 0.086 | 0.039 | 0.016 | 0.036
6946 | 0.18991 | 0.10316 | 0.21088 | 0.15218 | 0.055765 | 0.041802 | 0.00817 | 0.062285 | 0.049067 | 0.07025 | 0.02193 | 0.058 | 0.155 | 0.203 | 0.10475 | 0.05 | 0.108
6947 | 0.13233 | 0.08961 | 0.23838 | 0.13494 | 0.03411 | 0.040749 | 0.007823 | 0.064646 | 0.051475 | 0.084643 | 0.015861 | 0.116 | 0.22 | 0.323 | 0.1805 | 0.088 | 0.195
6948 | 0.083882 | 0.077792 | 0.26883 | 0.12498 | 0.022224 | 0.032845 | 0.006598 | 0.075449 | 0.049765 | 0.078925 | 0.011841 | 0.18 | 0.255 | 0.416 | 0.2465 | 0.135 | 0.255
6949 | 0.058363 | 0.067962 | 0.29577 | 0.12231 | 0.012806 | 0.022494 | 0.005327 | 0.078109 | 0.041961 | 0.057724 | 0.009518 | 0.194 | 0.262 | 0.441 | 0.277 | 0.161 | 0.312
6950 | 0.045033 | 0.061712 | 0.29055 | 0.11473 | 0.008608 | 0.015025 | 0.004531 | 0.079003 | 0.034919 | 0.038088 | 0.007562 | 0.178 | 0.24 | 0.424 | 0.26725 | 0.166 | 0.301
6951 | 0.040878 | 0.057594 | 0.27768 | 0.1088 | 0.007827 | 0.011242 | 0.004002 | 0.079319 | 0.030648 | 0.024009 | 0.008023 | 0.158 | 0.194 | 0.365 | 0.23425 | 0.161 | 0.253
6952 | 0.039878 | 0.053214 | 0.29055 | 0.11557 | 0.016278 | 0.010176 | 0.003778 | 0.07714 | 0.028236 | 0.014879 | 0.010748 | 0.12 | 0.126 | 0.271 | 0.16525 | 0.121 | 0.149
6953 | 0.041009 | 0.053059 | 0.31435 | 0.12747 | 0.027045 | 0.011583 | 0.005224 | 0.073632 | 0.027671 | 0.010233 | 0.015235 | 0.061 | 0.048 | 0.155 | 0.08325 | 0.055 | 0.062
6954 | 0.048286 | 0.054519 | 0.313 | 0.13449 | 0.042176 | 0.020601 | 0.008997 | 0.075973 | 0.033609 | 0.012057 | 0.025805 | 0.008 | 0.001 | 0.044 | 0.01525 | 0.004 | 0.005
6955 | 0.051574 | 0.052659 | 0.3854 | 0.16622 | 0.061699 | 0.035115 | 0.012446 | 0.095792 | 0.04692 | 0.021821 | 0.034954 | 0 | 0 | 0 | 0 | 0 | 0
6956 | 0.057671 | 0.049725 | 0.4917 | 0.20611 | 0.068954 | 0.042412 | 0.015338 | 0.11199 | 0.055857 | 0.032244 | 0.036783 | 0 | 0 | 0 | 0 | 0 | 0
6957 | 0.065242 | 0.044508 | 0.58716 | 0.24042 | 0.068872 | 0.042074 | 0.01782 | 0.11685 | 0.056665 | 0.035205 | 0.032532 | 0 | 0 | 0 | 0 | 0 | 0
6958 | 0.075298 | 0.037973 | 0.63138 | 0.2562 | 0.061923 | 0.036734 | 0.019309 | 0.11496 | 0.05221 | 0.031565 | 0.025576 | 0 | 0 | 0 | 0 | 0 | 0
6959 | 0.081793 | 0.033805 | 0.61425 | 0.24831 | 0.048897 | 0.032075 | 0.020099 | 0.10764 | 0.046343 | 0.026263 | 0.01939 | 0 | 0 | 0 | 0 | 0 | 0
6960 | 0.081842 | 0.032401 | 0.56631 | 0.22701 | 0.03288 | 0.028591 | 0.021657 | 0.099717 | 0.040864 | 0.021166 | 0.013982 | 0 | 0 | 0 | 0 | 0 | 0
6961 | 0.073736 | 0.036554 | 0.54937 | 0.21419 | 0.01946 | 0.025835 | 0.023922 | 0.098312 | 0.037844 | 0.017066 | 0.010164 | 0 | 0 | 0 | 0 | 0 | 0
6962 | 0.062862 | 0.0501 | 0.56069 | 0.211 | 0.009436 | 0.024376 | 0.026685 | 0.098246 | 0.03659 | 0.014808 | 0.008931 | 0 | 0 | 0 | 0 | 0 | 0
6963 | 0.055049 | 0.068408 | 0.58578 | 0.21458 | 0.002894 | 0.023543 | 0.029957 | 0.093871 | 0.035013 | 0.013699 | 0.00894 | 0 | 0 | 0 | 0 | 0 | 0
6964 | 0.044873 | 0.087493 | 0.58303 | 0.20945 | 0.000456 | 0.021413 | 0.032882 | 0.085506 | 0.031952 | 0.011226 | 0.009664 | 0 | 0 | 0 | 0 | 0 | 0
6965 | 0.035743 | 0.10687 | 0.54652 | 0.19413 | 0.000124 | 0.017017 | 0.033835 | 0.078771 | 0.028747 | 0.009059 | 0.010141 | 0 | 0 | 0 | 0 | 0 | 0
6966 | 0.034374 | 0.12393 | 0.48878 | 0.17478 | 0.001171 | 0.015146 | 0.033267 | 0.07565 | 0.026844 | 0.006684 | 0.009897 | 0 | 0 | 0 | 0 | 0 | 0
6967 | 0.030468 | 0.13811 | 0.45807 | 0.1639 | 0.003153 | 0.01503 | 0.032323 | 0.077645 | 0.027026 | 0.005296 | 0.010133 | 0 | 0 | 0 | 0 | 0 | 0
6968 | 0.024637 | 0.1482 | 0.44636 | 0.15889 | 0.005678 | 0.015543 | 0.02928 | 0.083211 | 0.028825 | 0.0054 | 0.011145 | 0.001 | 0.01 | 0.003 | 0.00225 | 0.003 | 0.002
6969 | 0.02204 | 0.15314 | 0.41427 | 0.14828 | 0.008517 | 0.010964 | 0.020472 | 0.078702 | 0.026446 | 0.003643 | 0.012476 | 0.06 | 0.068 | 0.049 | 0.05475 | 0.063 | 0.047
6970 | 0.019103 | 0.15506 | 0.34443 | 0.12443 | 0.00977 | 0.009012 | 0.017318 | 0.066968 | 0.02259 | 0.001891 | 0.01249 | 0.184 | 0.153 | 0.139 | 0.1525 | 0.175 | 0.112
6971 | 0.009892 | 0.15148 | 0.423 | 0.14746 | 0.009501 | 0.011373 | 0.018374 | 0.078148 | 0.026035 | 0.002614 | 0.012006 | 0.306 | 0.234 | 0.244 | 0.25375 | 0.283 | 0.182
6972 | 0.002001 | 0.14874 | 0.47564 | 0.16204 | 0.008468 | 0.010438 | 0.017895 | 0.086033 | 0.028065 | 0.002963 | 0.012825 | 0.395 | 0.268 | 0.33 | 0.3295 | 0.357 | 0.236
6973 | 6e-06 | 0.14798 | 0.47564 | 0.16167 | 0.009382 | 0.007128 | 0.015968 | 0.083344 | 0.026639 | 0.001108 | 0.014976 | 0.452 | 0.265 | 0.381 | 0.375 | 0.414 | 0.253
6974 | 1e-06 | 0.14501 | 0.43613 | 0.15 | 0.013873 | 0.00456 | 0.013544 | 0.07746 | 0.025462 | 0.000515 | 0.019311 | 0.453 | 0.239 | 0.375 | 0.36925 | 0.412 | 0.237
6975 | 0.002521 | 0.13904 | 0.40413 | 0.14334 | 0.023358 | 0.004635 | 0.01187 | 0.074659 | 0.026849 | 0.001731 | 0.026369 | 0.407 | 0.182 | 0.321 | 0.31875 | 0.363 | 0.184
6976 | 0.013118 | 0.13162 | 0.3897 | 0.14693 | 0.037954 | 0.008825 | 0.01047 | 0.077672 | 0.031824 | 0.006656 | 0.034143 | 0.28 | 0.107 | 0.24 | 0.20975 | 0.207 | 0.112
6977 | 0.031334 | 0.13268 | 0.40124 | 0.16298 | 0.056374 | 0.015355 | 0.011934 | 0.086592 | 0.039578 | 0.014352 | 0.042013 | 0.139 | 0.04 | 0.142 | 0.111 | 0.115 | 0.048
6978 | 0.052001 | 0.14145 | 0.43905 | 0.19197 | 0.084867 | 0.023866 | 0.016202 | 0.10736 | 0.052971 | 0.026641 | 0.054023 | 0.024 | 0.002 | 0.041 | 0.0225 | 0.021 | 0.004
6979 | 0.066849 | 0.15134 | 0.59128 | 0.25858 | 0.11762 | 0.028943 | 0.020005 | 0.15739 | 0.07278 | 0.037134 | 0.06765 | 0 | 0 | 0 | 0 | 0 | 0
6980 | 0.079987 | 0.15388 | 0.70814 | 0.31201 | 0.1479 | 0.02902 | 0.022847 | 0.18741 | 0.083714 | 0.039191 | 0.079237 | 0 | 0 | 0 | 0 | 0 | 0
6981 | 0.08784 | 0.14779 | 0.7258 | 0.32854 | 0.17199 | 0.028157 | 0.024507 | 0.1858 | 0.084535 | 0.033814 | 0.090372 | 0 | 0 | 0 | 0 | 0 | 0
6982 | 0.091024 | 0.13414 | 0.69206 | 0.32338 | 0.18707 | 0.028999 | 0.025705 | 0.17321 | 0.082806 | 0.028767 | 0.10025 | 0 | 0 | 0 | 0 | 0 | 0
6983 | 0.099793 | 0.11074 | 0.63528 | 0.3082 | 0.18953 | 0.033604 | 0.026309 | 0.15907 | 0.080366 | 0.02417 | 0.10463 | 0 | 0 | 0 | 0 | 0 | 0
6984 | 0.1092 | 0.087953 | 0.62616 | 0.30789 | 0.18831 | 0.041315 | 0.027493 | 0.147 | 0.078706 | 0.02002 | 0.10649 | 0 | 0 | 0 | 0 | 0 | 0
6985 | 0.11393 | 0.071416 | 0.61292 | 0.30245 | 0.1805 | 0.049622 | 0.029676 | 0.13774 | 0.07736 | 0.016556 | 0.10552 | 0 | 0 | 0 | 0 | 0 | 0
6986 | 0.11368 | 0.059732 | 0.58164 | 0.28855 | 0.17032 | 0.058324 | 0.03236 | 0.13162 | 0.076526 | 0.013751 | 0.10241 | 0 | 0 | 0 | 0 | 0 | 0
6987 | 0.11031 | 0.052288 | 0.55504 | 0.27402 | 0.15671 | 0.06641 | 0.035174 | 0.12614 | 0.076102 | 0.011542 | 0.10032 | 0 | 0 | 0 | 0 | 0 | 0
6988 | 0.11404 | 0.049134 | 0.52936 | 0.26313 | 0.14599 | 0.071838 | 0.038524 | 0.11906 | 0.075749 | 0.011817 | 0.10028 | 0 | 0 | 0 | 0 | 0 | 0
6989 | 0.1325 | 0.047679 | 0.54368 | 0.27357 | 0.14454 | 0.078435 | 0.041305 | 0.11258 | 0.076446 | 0.01292 | 0.10185 | 0 | 0 | 0 | 0 | 0 | 0
6990 | 0.15603 | 0.047162 | 0.59128 | 0.29939 | 0.15085 | 0.089253 | 0.043 | 0.10993 | 0.079068 | 0.01186 | 0.10522 | 0 | 0 | 0 | 0 | 0 | 0
6991 | 0.16581 | 0.04783 | 0.64301 | 0.31944 | 0.1495 | 0.096367 | 0.043339 | 0.10888 | 0.080004 | 0.010246 | 0.10452 | 0 | 0 | 0 | 0 | 0 | 0
6992 | 0.15786 | 0.052047 | 0.68141 | 0.32689 | 0.14141 | 0.096176 | 0.041472 | 0.10928 | 0.07846 | 0.009065 | 0.099321 | 0 | 0.007 | 0.006 | 0.0015 | 0 | 0
6993 | 0.14 | 0.05683 | 0.71596 | 0.32755 | 0.12669 | 0.076564 | 0.028619 | 0.11199 | 0.069711 | 0.007378 | 0.082916 | 0.031 | 0.054 | 0.082 | 0.04425 | 0.025 | 0.039
6994 | 0.11501 | 0.057683 | 0.74882 | 0.32163 | 0.10105 | 0.04918 | 0.017906 | 0.11139 | 0.054981 | 0.00248 | 0.056868 | 0.102 | 0.125 | 0.243 | 0.13075 | 0.069 | 0.109
6995 | 0.09181 | 0.051739 | 0.7816 | 0.31949 | 0.08505 | 0.054967 | 0.01802 | 0.13278 | 0.060692 | 0.003342 | 0.051673 | 0.182 | 0.208 | 0.385 | 0.21775 | 0.12 | 0.184
6996 | 0.073919 | 0.040237 | 0.82492 | 0.32253 | 0.06874 | 0.050297 | 0.018703 | 0.15973 | 0.065447 | 0.007419 | 0.04434 | 0.258 | 0.268 | 0.472 | 0.281 | 0.154 | 0.24
6997 | 0.062537 | 0.029384 | 0.82643 | 0.31535 | 0.05708 | 0.050915 | 0.016765 | 0.16399 | 0.06592 | 0.012274 | 0.036507 | 0.311 | 0.271 | 0.512 | 0.32725 | 0.174 | 0.312
6998 | 0.060622 | 0.021078 | 0.82032 | 0.31183 | 0.05454 | 0.055857 | 0.014749 | 0.16558 | 0.068076 | 0.017922 | 0.032942 | 0.344 | 0.253 | 0.505 | 0.3235 | 0.136 | 0.309
6999 | 0.066564 | 0.016188 | 0.81244 | 0.31193 | 0.056775 | 0.058736 | 0.013 | 0.16988 | 0.071131 | 0.023229 | 0.032679 | 0.294 | 0.204 | 0.446 | 0.28075 | 0.112 | 0.271
7000 | 0.073477 | 0.013349 | 0.78879 | 0.30675 | 0.057989 | 0.056686 | 0.01068 | 0.17322 | 0.072224 | 0.025734 | 0.033259 | 0.194 | 0.131 | 0.337 | 0.20325 | 0.086 | 0.196
7001 | 0.076726 | 0.012153 | 0.75883 | 0.29846 | 0.059815 | 0.047779 | 0.012119 | 0.16988 | 0.068754 | 0.023456 | 0.033902 | 0.109 | 0.05 | 0.2 | 0.1085 | 0.046 | 0.079
7002 | 0.075274 | 0.012226 | 0.67418 | 0.2721 | 0.066856 | 0.047928 | 0.018692 | 0.16816 | 0.071314 | 0.030334 | 0.038836 | 0.015 | 0.001 | 0.062 | 0.02225 | 0.006 | 0.006
7003 | 0.069681 | 0.012557 | 0.73328 | 0.29061 | 0.068868 | 0.048967 | 0.022463 | 0.20343 | 0.084477 | 0.045203 | 0.040307 | 0 | 0 | 0 | 0 | 0 | 0
7004 | 0.06489 | 0.012029 | 0.78968 | 0.30703 | 0.066521 | 0.042337 | 0.02186 | 0.22182 | 0.09079 | 0.060831 | 0.038171 | 0 | 0 | 0 | 0 | 0 | 0
7005 | 0.062696 | 0.010421 | 0.78968 | 0.30518 | 0.063159 | 0.034438 | 0.018845 | 0.22144 | 0.092028 | 0.077322 | 0.034915 | 0 | 0 | 0 | 0 | 0 | 0
7006 | 0.058936 | 0.007733 | 0.75784 | 0.29043 | 0.054502 | 0.028227 | 0.015247 | 0.21032 | 0.090297 | 0.093794 | 0.02885 | 0 | 0 | 0 | 0 | 0 | 0
7007 | 0.052713 | 0.005574 | 0.73749 | 0.27882 | 0.046255 | 0.021911 | 0.012381 | 0.19743 | 0.085525 | 0.10035 | 0.02241 | 0 | 0 | 0 | 0 | 0 | 0
7008 | 0.047343 | 0.003846 | 0.71263 | 0.26697 | 0.040938 | 0.014706 | 0.010268 | 0.17966 | 0.075643 | 0.091298 | 0.016906 | 0 | 0 | 0 | 0 | 0 | 0
7009 | 0.047429 | 0.002315 | 0.64811 | 0.24542 | 0.040712 | 0.008593 | 0.0088 | 0.15899 | 0.063871 | 0.07524 | 0.012664 | 0 | 0 | 0 | 0 | 0 | 0
7010 | 0.068294 | 0.001796 | 0.6089 | 0.24328 | 0.052642 | 0.006456 | 0.007513 | 0.14161 | 0.054728 | 0.05887 | 0.011974 | 0 | 0 | 0 | 0 | 0 | 0
7011 | 0.11542 | 0.002694 | 0.5981 | 0.26492 | 0.081231 | 0.011196 | 0.006693 | 0.1297 | 0.051033 | 0.045095 | 0.018144 | 0 | 0 | 0 | 0 | 0 | 0
7012 | 0.17394 | 0.006318 | 0.58991 | 0.29557 | 0.12287 | 0.023588 | 0.007317 | 0.12264 | 0.053524 | 0.036191 | 0.031675 | 0 | 0 | 0 | 0 | 0 | 0
7013 | 0.20894 | 0.010682 | 0.59265 | 0.31782 | 0.15186 | 0.033677 | 0.009671 | 0.11857 | 0.057179 | 0.034366 | 0.042102 | 0 | 0 | 0 | 0 | 0 | 0
7014 | 0.22233 | 0.014085 | 0.60352 | 0.32989 | 0.16384 | 0.038716 | 0.013392 | 0.11266 | 0.058358 | 0.034845 | 0.047211 | 0 | 0 | 0 | 0 | 0 | 0
7015 | 0.21393 | 0.017094 | 0.58303 | 0.32282 | 0.17149 | 0.044152 | 0.017979 | 0.10617 | 0.059387 | 0.034272 | 0.052957 | 0 | 0 | 0 | 0 | 0 | 0
7016 | 0.20022 | 0.018299 | 0.5635 | 0.31262 | 0.17413 | 0.05322 | 0.020081 | 0.10382 | 0.06166 | 0.031568 | 0.058031 | 0 | 0.008 | 0.003 | 0.00075 | 0 | 0
7017 | 0.181 | 0.016103 | 0.5451 | 0.29758 | 0.16664 | 0.056652 | 0.012786 | 0.1035 | 0.059977 | 0.020367 | 0.05939 | 0.042 | 0.054 | 0.052 | 0.045 | 0.039 | 0.047
7018 | 0.18677 | 0.015523 | 0.46247 | 0.27232 | 0.16773 | 0.044977 | 0.009013 | 0.097664 | 0.055004 | 0.018726 | 0.058649 | 0.114 | 0.119 | 0.156 | 0.13025 | 0.123 | 0.128
7019 | 0.19646 | 0.021885 | 0.56771 | 0.31707 | 0.18702 | 0.066363 | 0.013665 | 0.12226 | 0.07867 | 0.043455 | 0.082603 | 0.203 | 0.195 | 0.273 | 0.23 | 0.241 | 0.203
7020 | 0.18347 | 0.03544 | 0.64044 | 0.33932 | 0.19404 | 0.095872 | 0.019676 | 0.14843 | 0.10684 | 0.071307 | 0.11174 | 0.318 | 0.258 | 0.398 | 0.3715 | 0.476 | 0.294
7021 | 0.18089 | 0.047548 | 0.58716 | 0.31977 | 0.19127 | 0.12006 | 0.025865 | 0.16131 | 0.12924 | 0.10385 | 0.13174 | 0.386 | 0.27 | 0.473 | 0.41575 | 0.5 | 0.304
7022 | 0.14963 | 0.047495 | 0.55079 | 0.2878 | 0.163 | 0.14136 | 0.034617 | 0.17272 | 0.14561 | 0.13419 | 0.13415 | 0.391 | 0.242 | 0.465 | 0.40275 | 0.431 | 0.324
7023 | 0.11627 | 0.03574 | 0.54937 | 0.26342 | 0.12462 | 0.14538 | 0.041732 | 0.18702 | 0.15297 | 0.16266 | 0.11681 | 0.346 | 0.192 | 0.397 | 0.332 | 0.28 | 0.305
7024 | 0.099335 | 0.030198 | 0.62877 | 0.27489 | 0.096569 | 0.13757 | 0.037468 | 0.20117 | 0.1479 | 0.15774 | 0.095127 | 0.281 | 0.121 | 0.289 | 0.241 | 0.171 | 0.223
7025 | 0.09165 | 0.03735 | 0.62747 | 0.26557 | 0.077599 | 0.1162 | 0.034619 | 0.18975 | 0.12167 | 0.10688 | 0.07385 | 0.136 | 0.044 | 0.158 | 0.11775 | 0.08 | 0.097
7026 | 0.082911 | 0.041251 | 0.52072 | 0.22574 | 0.07358 | 0.13001 | 0.046855 | 0.17927 | 0.12076 | 0.10002 | 0.07374 | 0.02 | 0.001 | 0.046 | 0.022 | 0.01 | 0.012
7027 | 0.055553 | 0.030317 | 0.53796 | 0.21512 | 0.051843 | 0.14874 | 0.05603 | 0.19954 | 0.13386 | 0.12519 | 0.061971 | 0 | 0 | 0 | 0 | 0 | 0
7028 | 0.028988 | 0.016265 | 0.54937 | 0.20089 | 0.024301 | 0.1276 | 0.05924 | 0.20252 | 0.12571 | 0.13622 | 0.036522 | 0 | 0 | 0 | 0 | 0 | 0
7029 | 0.00707 | 0.00587 | 0.51494 | 0.17634 | 0.007014 | 0.086386 | 0.058666 | 0.18676 | 0.10475 | 0.12967 | 0.016162 | 0 | 0 | 0 | 0 | 0 | 0
7030 | 0.002959 | 0.002478 | 0.49607 | 0.16666 | 0.000942 | 0.048281 | 0.05482 | 0.16537 | 0.083143 | 0.11439 | 0.004524 | 0 | 0 | 0 | 0 | 0 | 0
7031 | 0.009535 | 0.007077 | 0.47271 | 0.16268 | 0.005799 | 0.023648 | 0.051548 | 0.15325 | 0.06677 | 0.086603 | 0.003584 | 0 | 0 | 0 | 0 | 0 | 0
7032 | 0.020582 | 0.017541 | 0.4771 | 0.17542 | 0.02857 | 0.020778 | 0.049829 | 0.14853 | 0.061811 | 0.063625 | 0.014307 | 0 | 0 | 0 | 0 | 0 | 0
7033 | 0.025301 | 0.034856 | 0.50479 | 0.19338 | 0.050037 | 0.028903 | 0.049222 | 0.14584 | 0.066013 | 0.056407 | 0.032905 | 0 | 0 | 0 | 0 | 0 | 0
7034 | 0.043348 | 0.053502 | 0.4449 | 0.18553 | 0.06833 | 0.039826 | 0.045989 | 0.13351 | 0.068734 | 0.048233 | 0.053365 | 0 | 0 | 0 | 0 | 0 | 0
7035 | 0.067021 | 0.069635 | 0.31033 | 0.15477 | 0.086964 | 0.047686 | 0.04189 | 0.11744 | 0.070005 | 0.045938 | 0.068954 | 0 | 0 | 0 | 0 | 0 | 0
7036 | 0.11373 | 0.088628 | 0.28151 | 0.17187 | 0.12036 | 0.058319 | 0.037926 | 0.10387 | 0.072104 | 0.037437 | 0.08879 | 0 | 0 | 0 | 0 | 0 | 0
7037 | 0.16633 | 0.11695 | 0.23485 | 0.18839 | 0.164 | 0.072997 | 0.034992 | 0.092935 | 0.078854 | 0.034247 | 0.11524 | 0 | 0 | 0 | 0 | 0 | 0
7038 | 0.21649 | 0.15944 | 0.18417 | 0.20431 | 0.21226 | 0.08568 | 0.036386 | 0.088822 | 0.087615 | 0.029591 | 0.14637 | 0 | 0 | 0 | 0 | 0 | 0
7039 | 0.27902 | 0.20857 | 0.13854 | 0.22982 | 0.27189 | 0.1013 | 0.04096 | 0.086585 | 0.096867 | 0.017268 | 0.18232 | 0 | 0 | 0 | 0 | 0 | 0
7040 | 0.34249 | 0.27517 | 0.088901 | 0.25249 | 0.32609 | 0.10729 | 0.046585 | 0.091411 | 0.10203 | 0.006587 | 0.20284 | 0 | 0.005 | 0.002 | 0.0005 | 0 | 0
7041 | 0.37842 | 0.33177 | 0.05446 | 0.26736 | 0.36919 | 0.10412 | 0.045805 | 0.099725 | 0.10347 | 0.001896 | 0.20815 | 0.018 | 0.044 | 0.038 | 0.02275 | 0.019 | 0.016
7042 | 0.40555 | 0.37609 | 0.024643 | 0.28173 | 0.415 | 0.10424 | 0.043499 | 0.10025 | 0.10552 | 0.001444 | 0.21616 | 0.062 | 0.107 | 0.116 | 0.07325 | 0.058 | 0.057
7043 | 0.4343 | 0.42791 | 0.016814 | 0.29905 | 0.44604 | 0.11758 | 0.054671 | 0.096297 | 0.10986 | 0.0068 | 0.21874 | 0.137 | 0.204 | 0.23 | 0.14125 | 0.113 | 0.085
7044 | 0.47461 | 0.45228 | 0.023231 | 0.33126 | 0.49593 | 0.14299 | 0.070921 | 0.11092 | 0.13234 | 0.016971 | 0.2585 | 0.204 | 0.318 | 0.34 | 0.23175 | 0.269 | 0.114
7045 | 0.53983 | 0.47367 | 0.031932 | 0.37381 | 0.54965 | 0.18182 | 0.080887 | 0.13498 | 0.16357 | 0.035857 | 0.30161 | 0.172 | 0.364 | 0.391 | 0.27975 | 0.405 | 0.151
7046 | 0.59871 | 0.53495 | 0.05446 | 0.40887 | 0.57344 | 0.2254 | 0.093289 | 0.15688 | 0.19212 | 0.05837 | 0.32782 | 0.18 | 0.332 | 0.379 | 0.24325 | 0.273 | 0.141
7047 | 0.63512 | 0.5887 | 0.098728 | 0.4363 | 0.57506 | 0.23597 | 0.10221 | 0.17238 | 0.20222 | 0.070276 | 0.33024 | 0.17 | 0.26 | 0.32 | 0.19075 | 0.188 | 0.085
7048 | 0.63686 | 0.61877 | 0.15478 | 0.45466 | 0.57232 | 0.22555 | 0.10148 | 0.17173 | 0.20454 | 0.084958 | 0.33592 | 0.093 | 0.162 | 0.231 | 0.12375 | 0.111 | 0.06
7049 | 0.6153 | 0.63168 | 0.19995 | 0.45841 | 0.55997 | 0.24084 | 0.10075 | 0.16888 | 0.21374 | 0.094268 | 0.35096 | 0.043 | 0.06 | 0.123 | 0.063 | 0.053 | 0.033
7050 | 0.56023 | 0.62965 | 0.23838 | 0.44003 | 0.52148 | 0.28584 | 0.11607 | 0.18302 | 0.23637 | 0.11963 | 0.35697 | 0.006 | 0.001 | 0.031 | 0.01275 | 0.013 | 0.001
7051 | 0.49208 | 0.61511 | 0.313 | 0.42873 | 0.48111 | 0.32318 | 0.13457 | 0.21201 | 0.2643 | 0.16284 | 0.35916 | 0 | 0 | 0 | 0 | 0 | 0
7052 | 0.44317 | 0.59809 | 0.35981 | 0.42465 | 0.47097 | 0.34333 | 0.15418 | 0.2316 | 0.28759 | 0.19857 | 0.37687 | 0 | 0 | 0 | 0 | 0 | 0
7053 | 0.38249 | 0.55866 | 0.40124 | 0.409 | 0.44328 | 0.34651 | 0.17115 | 0.25157 | 0.29682 | 0.22612 | 0.36306 | 0 | 0 | 0 | 0 | 0 | 0
7054 | 0.29927 | 0.4929 | 0.43905 | 0.36844 | 0.367 | 0.32653 | 0.19038 | 0.25723 | 0.29077 | 0.23777 | 0.34154 | 0 | 0 | 0 | 0 | 0 | 0
7055 | 0.22713 | 0.4284 | 0.47564 | 0.33503 | 0.30233 | 0.31346 | 0.19811 | 0.24922 | 0.27208 | 0.22557 | 0.30008 | 0 | 0 | 0 | 0 | 0 | 0
7056 | 0.18811 | 0.37399 | 0.50334 | 0.31588 | 0.25618 | 0.30174 | 0.20152 | 0.23928 | 0.25147 | 0.21785 | 0.24702 | 0 | 0 | 0 | 0 | 0 | 0
7057 | 0.16691 | 0.34891 | 0.4917 | 0.30147 | 0.24579 | 0.30268 | 0.20492 | 0.23521 | 0.24536 | 0.22177 | 0.22179 | 0 | 0 | 0 | 0 | 0 | 0
7058 | 0.16921 | 0.34877 | 0.46979 | 0.29822 | 0.25567 | 0.30609 | 0.1965 | 0.23484 | 0.24499 | 0.22581 | 0.21323 | 0 | 0 | 0 | 0 | 0 | 0
7059 | 0.18399 | 0.3737 | 0.41718 | 0.28895 | 0.26566 | 0.30047 | 0.19611 | 0.23584 | 0.25489 | 0.27171 | 0.21152 | 0 | 0 | 0 | 0 | 0 | 0
7060 | 0.20275 | 0.39809 | 0.40124 | 0.29529 | 0.2819 | 0.2863 | 0.1904 | 0.24237 | 0.25848 | 0.292 | 0.21324 | 0 | 0 | 0 | 0 | 0 | 0
7061 | 0.22206 | 0.42675 | 0.44051 | 0.31993 | 0.29721 | 0.26974 | 0.19043 | 0.24791 | 0.2572 | 0.29823 | 0.21292 | 0 | 0 | 0 | 0 | 0 | 0
7062 | 0.24341 | 0.47212 | 0.48732 | 0.35208 | 0.3255 | 0.26365 | 0.1935 | 0.25001 | 0.26353 | 0.31818 | 0.22228 | 0 | 0 | 0 | 0 | 0 | 0
7063 | 0.2776 | 0.52664 | 0.5106 | 0.38326 | 0.36157 | 0.2604 | 0.19733 | 0.25743 | 0.2682 | 0.32521 | 0.22976 | 0 | 0 | 0 | 0 | 0 | 0
7064 | 0.31033 | 0.55675 | 0.4917 | 0.39069 | 0.37003 | 0.25305 | 0.19131 | 0.25985 | 0.26261 | 0.30064 | 0.23691 | 0 | 0.011 | 0.004 | 0.001 | 0 | 0
7065 | 0.36294 | 0.57231 | 0.41863 | 0.38137 | 0.36253 | 0.22388 | 0.17162 | 0.23878 | 0.239 | 0.2583 | 0.23502 | 0.019 | 0.067 | 0.056 | 0.02725 | 0.021 | 0.013
7066 | 0.384 | 0.60213 | 0.26758 | 0.34659 | 0.38818 | 0.19036 | 0.16163 | 0.21816 | 0.21952 | 0.23241 | 0.23716 | 0.061 | 0.133 | 0.141 | 0.0755 | 0.053 | 0.047
7067 | 0.34283 | 0.64224 | 0.28408 | 0.34482 | 0.40755 | 0.19536 | 0.18981 | 0.22752 | 0.2198 | 0.2177 | 0.23861 | 0.112 | 0.177 | 0.202 | 0.11775 | 0.075 | 0.082
7068 | 0.33586 | 0.668 | 0.25277 | 0.35286 | 0.46996 | 0.22011 | 0.21628 | 0.24487 | 0.24145 | 0.21847 | 0.28237 | 0.157 | 0.207 | 0.242 | 0.15875 | 0.096 | 0.14
7069 | 0.37545 | 0.71246 | 0.19355 | 0.3744 | 0.55421 | 0.23445 | 0.23242 | 0.24799 | 0.26149 | 0.20134 | 0.36216 | 0.166 | 0.203 | 0.256 | 0.181 | 0.106 | 0.196
7070 | 0.37167 | 0.73703 | 0.16716 | 0.37361 | 0.58199 | 0.23405 | 0.23822 | 0.24656 | 0.26606 | 0.1843 | 0.39933 | 0.161 | 0.166 | 0.255 | 0.17075 | 0.093 | 0.174
7071 | 0.31694 | 0.75151 | 0.15759 | 0.34529 | 0.56133 | 0.20379 | 0.2361 | 0.239 | 0.25275 | 0.16908 | 0.39916 | 0.129 | 0.117 | 0.233 | 0.14775 | 0.074 | 0.155
7072 | 0.25437 | 0.7605 | 0.14384 | 0.30434 | 0.5148 | 0.16634 | 0.23905 | 0.21629 | 0.21826 | 0.13428 | 0.35612 | 0.088 | 0.068 | 0.179 | 0.106 | 0.052 | 0.105
7073 | 0.21456 | 0.77431 | 0.13251 | 0.27488 | 0.47756 | 0.15085 | 0.26855 | 0.18775 | 0.19432 | 0.12307 | 0.31561 | 0.046 | 0.021 | 0.102 | 0.053 | 0.025 | 0.039
7074 | 0.19047 | 0.77578 | 0.16233 | 0.26668 | 0.44723 | 0.1674 | 0.31002 | 0.18193 | 0.2074 | 0.17655 | 0.30372 | 0.004 | 0 | 0.023 | 0.0075 | 0.001 | 0.002
7075 | 0.16796 | 0.74565 | 0.20319 | 0.25623 | 0.39753 | 0.17461 | 0.31465 | 0.1925 | 0.21601 | 0.21492 | 0.28201 | 0 | 0 | 0 | 0 | 0 | 0
7076 | 0.145 | 0.71589 | 0.20977 | 0.23078 | 0.33757 | 0.15922 | 0.30595 | 0.18675 | 0.20562 | 0.22176 | 0.25477 | 0 | 0 | 0 | 0 | 0 | 0
7077 | 0.12094 | 0.67806 | 0.20103 | 0.20084 | 0.28056 | 0.13675 | 0.2942 | 0.17754 | 0.18637 | 0.20603 | 0.22515 | 0 | 0 | 0 | 0 | 0 | 0
7078 | 0.09863 | 0.64243 | 0.18417 | 0.17245 | 0.23455 | 0.11151 | 0.28177 | 0.16385 | 0.1627 | 0.18053 | 0.1949 | 0 | 0 | 0 | 0 | 0 | 0
7079 | 0.082883 | 0.60568 | 0.17206 | 0.15218 | 0.20158 | 0.085736 | 0.27155 | 0.15213 | 0.13967 | 0.15053 | 0.17031 | 0 | 0 | 0 | 0 | 0 | 0
7080 | 0.069303 | 0.57927 | 0.1368 | 0.1249 | 0.16861 | 0.064815 | 0.27143 | 0.14036 | 0.11735 | 0.11477 | 0.14945 | 0 | 0 | 0 | 0 | 0 | 0
7081 | 0.057432 | 0.5577 | 0.097289 | 0.10177 | 0.15059 | 0.049766 | 0.26645 | 0.12267 | 0.095973 | 0.075258 | 0.1362 | 0 | 0 | 0 | 0 | 0 | 0
7082 | 0.045558 | 0.5356 | 0.073347 | 0.086176 | 0.13962 | 0.04236 | 0.2582 | 0.10225 | 0.08008 | 0.046362 | 0.12935 | 0 | 0 | 0 | 0 | 0 | 0
7083 | 0.033123 | 0.49425 | 0.054992 | 0.070709 | 0.12401 | 0.040325 | 0.25255 | 0.081451 | 0.067732 | 0.027645 | 0.12151 | 0 | 0 | 0 | 0 | 0 | 0
7084 | 0.02511 | 0.42529 | 0.04979 | 0.059281 | 0.10294 | 0.040804 | 0.2458 | 0.065067 | 0.057006 | 0.015778 | 0.10637 | 0 | 0 | 0 | 0 | 0 | 0
7085 | 0.024433 | 0.35097 | 0.074583 | 0.062157 | 0.087456 | 0.040808 | 0.24527 | 0.052617 | 0.047329 | 0.006296 | 0.089596 | 0 | 0 | 0 | 0 | 0 | 0
7086 | 0.03061 | 0.28786 | 0.13166 | 0.081857 | 0.0833 | 0.042947 | 0.23765 | 0.045326 | 0.042394 | 0.001369 | 0.079933 | 0 | 0 | 0 | 0 | 0 | 0
7087 | 0.043532 | 0.24804 | 0.19145 | 0.10744 | 0.087338 | 0.0503 | 0.2364 | 0.045217 | 0.044157 | 0.000687 | 0.080425 | 0 | 0 | 0 | 0 | 0 | 0
7088 | 0.059766 | 0.23263 | 0.23838 | 0.13224 | 0.098585 | 0.061656 | 0.23281 | 0.049217 | 0.050827 | 0.004649 | 0.087785 | 0.001 | 0.011 | 0.004 | 0.002 | 0.001 | 0.002
7089 | 0.074396 | 0.23284 | 0.24672 | 0.14537 | 0.11497 | 0.072677 | 0.18796 | 0.054603 | 0.060653 | 0.017946 | 0.097387 | 0.066 | 0.106 | 0.069 | 0.07925 | 0.062 | 0.12
7090 | 0.085884 | 0.24699 | 0.15293 | 0.11893 | 0.11798 | 0.050666 | 0.15338 | 0.047437 | 0.051532 | 0.024662 | 0.083363 | 0.195 | 0.255 | 0.194 | 0.21675 | 0.178 | 0.3
7091 | 0.091291 | 0.26355 | 0.11298 | 0.11159 | 0.13051 | 0.050123 | 0.20001 | 0.03831 | 0.053333 | 0.034005 | 0.090895 | 0.324 | 0.408 | 0.322 | 0.34675 | 0.315 | 0.426
7092 | 0.099425 | 0.26724 | 0.097289 | 0.1186 | 0.15909 | 0.058157 | 0.22477 | 0.035196 | 0.06307 | 0.047116 | 0.11181 | 0.387 | 0.482 | 0.416 | 0.42725 | 0.429 | 0.477
7093 | 0.10467 | 0.2568 | 0.080927 | 0.11566 | 0.16138 | 0.059166 | 0.19999 | 0.031644 | 0.062854 | 0.051691 | 0.10892 | 0.361 | 0.503 | 0.459 | 0.427 | 0.447 | 0.441
7094 | 0.11134 | 0.23829 | 0.069104 | 0.10856 | 0.14523 | 0.058987 | 0.16734 | 0.030384 | 0.059884 | 0.051878 | 0.098286 | 0.315 | 0.473 | 0.463 | 0.3955 | 0.471 | 0.333
7095 | 0.12766 | 0.21405 | 0.05081 | 0.10226 | 0.12831 | 0.062298 | 0.13521 | 0.030294 | 0.056939 | 0.050344 | 0.084822 | 0.226 | 0.397 | 0.425 | 0.31775 | 0.41 | 0.21
7096 | 0.13784 | 0.19124 | 0.034854 | 0.10013 | 0.1277 | 0.065791 | 0.10159 | 0.030637 | 0.055724 | 0.051139 | 0.075327 | 0.147 | 0.268 | 0.337 | 0.223 | 0.301 | 0.107
7097 | 0.14987 | 0.1882 | 0.039697 | 0.11061 | 0.14226 | 0.060527 | 0.079926 | 0.032819 | 0.05575 | 0.054729 | 0.074927 | 0.071 | 0.111 | 0.202 | 0.10125 | 0.091 | 0.041
7098 | 0.1603 | 0.19996 | 0.072733 | 0.13327 | 0.16678 | 0.06816 | 0.080301 | 0.043255 | 0.065132 | 0.064782 | 0.084332 | 0.007 | 0.001 | 0.058 | 0.01825 | 0.006 | 0.002
7099 | 0.16595 | 0.21043 | 0.13854 | 0.1631 | 0.1848 | 0.073841 | 0.075034 | 0.062209 | 0.074081 | 0.068575 | 0.091698 | 0 | 0 | 0 | 0 | 0 | 0
7100 | 0.1781 | 0.22181 | 0.27261 | 0.21528 | 0.19514 | 0.0772 | 0.067663 | 0.084746 | 0.083613 | 0.076888 | 0.095619 | 0 | 0 | 0 | 0 | 0 | 0
7101 | 0.19916 | 0.22234 | 0.50334 | 0.30148 | 0.20193 | 0.086512 | 0.061271 | 0.11629 | 0.098331 | 0.091077 | 0.099448 | 0 | 0 | 0 | 0 | 0 | 0
7102 | 0.21853 | 0.21652 | 0.66439 | 0.36655 | 0.21674 | 0.10159 | 0.057608 | 0.14742 | 0.11586 | 0.10766 | 0.10676 | 0 | 0 | 0 | 0 | 0 | 0
7103 | 0.23309 | 0.21544 | 0.65818 | 0.37624 | 0.23744 | 0.1166 | 0.058128 | 0.16798 | 0.13173 | 0.12457 | 0.11775 | 0 | 0 | 0 | 0 | 0 | 0
7104 | 0.23445 | 0.2345 | 0.57887 | 0.35824 | 0.2614 | 0.12805 | 0.06257 | 0.17467 | 0.14305 | 0.13935 | 0.13011 | 0 | 0 | 0 | 0 | 0 | 0
7105 | 0.21934 | 0.26522 | 0.47856 | 0.32641 | 0.28133 | 0.13309 | 0.06955 | 0.17866 | 0.15158 | 0.15305 | 0.1415 | 0 | 0 | 0 | 0 | 0 | 0
7106 | 0.21008 | 0.30224 | 0.41718 | 0.30441 | 0.28597 | 0.13694 | 0.078643 | 0.18676 | 0.16107 | 0.17167 | 0.14891 | 0 | 0 | 0 | 0 | 0 | 0
7107 | 0.21152 | 0.33503 | 0.41718 | 0.30638 | 0.29044 | 0.14778 | 0.088854 | 0.19366 | 0.17369 | 0.19728 | 0.15604 | 0 | 0 | 0 | 0 | 0 | 0
7108 | 0.23387 | 0.36175 | 0.40847 | 0.31273 | 0.29585 | 0.16253 | 0.098979 | 0.18889 | 0.18005 | 0.20368 | 0.16509 | 0 | 0 | 0 | 0 | 0 | 0
7109 | 0.24594 | 0.36649 | 0.35139 | 0.30143 | 0.30695 | 0.16811 | 0.10418 | 0.17447 | 0.1747 | 0.18632 | 0.16989 | 0 | 0 | 0 | 0 | 0 | 0
7110 | 0.22637 | 0.36035 | 0.29839 | 0.27664 | 0.30514 | 0.16251 | 0.10615 | 0.17192 | 0.16694 | 0.16736 | 0.16597 | 0 | 0 | 0 | 0 | 0 | 0
7111 | 0.22872 | 0.36483 | 0.28925 | 0.26497 | 0.27695 | 0.16206 | 0.10691 | 0.17922 | 0.16334 | 0.15606 | 0.15601 | 0 | 0 | 0 | 0 | 0 | 0
7112 | 0.2595 | 0.36933 | 0.2828 | 0.27064 | 0.26962 | 0.17202 | 0.10322 | 0.1809 | 0.16571 | 0.156 | 0.15393 | 0 | 0.011 | 0.003 | 0.00075 | 0 | 0
7113 | 0.26959 | 0.36871 | 0.27135 | 0.27485 | 0.28361 | 0.15207 | 0.070235 | 0.16037 | 0.14577 | 0.12067 | 0.14996 | 0.027 | 0.081 | 0.04 | 0.0305 | 0.039 | 0.016
7114 | 0.25185 | 0.38237 | 0.19674 | 0.2412 | 0.27501 | 0.10258 | 0.044932 | 0.12363 | 0.10802 | 0.073944 | 0.13193 | 0.088 | 0.185 | 0.109 | 0.08675 | 0.1 | 0.05
7115 | 0.23083 | 0.41773 | 0.13166 | 0.20627 | 0.25632 | 0.083425 | 0.053766 | 0.11784 | 0.10542 | 0.10083 | 0.11958 | 0.157 | 0.274 | 0.181 | 0.15225 | 0.194 | 0.077
7116 | 0.2152 | 0.44839 | 0.22212 | 0.22858 | 0.2484 | 0.10121 | 0.073291 | 0.12934 | 0.1157 | 0.11351 | 0.11874 | 0.19 | 0.337 | 0.233 | 0.198 | 0.269 | 0.1
7117 | 0.2298 | 0.45195 | 0.42883 | 0.29891 | 0.23811 | 0.11261 | 0.081993 | 0.14749 | 0.1224 | 0.10775 | 0.12175 | 0.179 | 0.353 | 0.252 | 0.19825 | 0.246 | 0.116
7118 | 0.25508 | 0.44003 | 0.58303 | 0.35962 | 0.24077 | 0.11336 | 0.083995 | 0.1581 | 0.12525 | 0.104 | 0.12555 | 0.169 | 0.31 | 0.247 | 0.191 | 0.231 | 0.117
7119 | 0.22937 | 0.4149 | 0.68736 | 0.39431 | 0.26621 | 0.10252 | 0.078451 | 0.16172 | 0.12267 | 0.099183 | 0.12726 | 0.141 | 0.236 | 0.213 | 0.1675 | 0.219 | 0.097
7120 | 0.20186 | 0.39776 | 0.70814 | 0.39677 | 0.28032 | 0.084392 | 0.065347 | 0.15903 | 0.11508 | 0.090739 | 0.12618 | 0.092 | 0.143 | 0.155 | 0.1165 | 0.16 | 0.059
7121 | 0.2014 | 0.42538 | 0.63138 | 0.37352 | 0.28779 | 0.085875 | 0.06955 | 0.15476 | 0.11873 | 0.091372 | 0.14289 | 0.038 | 0.052 | 0.084 | 0.054 | 0.071 | 0.023
7122 | 0.22559 | 0.46149 | 0.48002 | 0.33399 | 0.29635 | 0.11551 | 0.095716 | 0.17686 | 0.14654 | 0.12399 | 0.16979 | 0.002 | 0 | 0.021 | 0.00675 | 0.004 | 0
7123 | 0.23656 | 0.47856 | 0.46393 | 0.333 | 0.29851 | 0.15235 | 0.12064 | 0.21848 | 0.1806 | 0.16274 | 0.18884 | 0 | 0 | 0 | 0 | 0 | 0
7124 | 0.22756 | 0.50097 | 0.48002 | 0.33848 | 0.30786 | 0.18936 | 0.13836 | 0.24875 | 0.21125 | 0.20704 | 0.19986 | 0 | 0 | 0 | 0 | 0 | 0
7125 | 0.21411 | 0.52221 | 0.57887 | 0.36756 | 0.30968 | 0.20893 | 0.14676 | 0.26451 | 0.22732 | 0.23569 | 0.20014 | 0 | 0 | 0 | 0 | 0 | 0
7126 | 0.191 | 0.52516 | 0.66685 | 0.38352 | 0.29271 | 0.22578 | 0.14595 | 0.26992 | 0.23719 | 0.25317 | 0.19991 | 0 | 0 | 0 | 0 | 0 | 0
7127 | 0.18788 | 0.4825 | 0.62352 | 0.3596 | 0.26739 | 0.24047 | 0.14433 | 0.2604 | 0.23527 | 0.2453 | 0.19491 | 0 | 0 | 0 | 0 | 0 | 0
7128 | 0.28317 | 0.40027 | 0.55787 | 0.36086 | 0.24154 | 0.23528 | 0.1478 | 0.24243 | 0.22473 | 0.23237 | 0.18886 | 0 | 0 | 0 | 0 | 0 | 0
7129 | 0.33873 | 0.34576 | 0.51205 | 0.3583 | 0.22411 | 0.20193 | 0.14586 | 0.22131 | 0.20528 | 0.23106 | 0.1668 | 0 | 0 | 0 | 0 | 0 | 0
7130 | 0.39257 | 0.3238 | 0.50189 | 0.38374 | 0.25677 | 0.16291 | 0.14036 | 0.20554 | 0.18104 | 0.20613 | 0.14957 | 0 | 0 | 0 | 0 | 0 | 0
7131 | 0.46358 | 0.33656 | 0.50043 | 0.4408 | 0.35839 | 0.1567 | 0.12966 | 0.2027 | 0.17238 | 0.14733 | 0.18279 | 0 | 0 | 0 | 0 | 0 | 0
7132 | 0.39521 | 0.36118 | 0.46832 | 0.42085 | 0.39902 | 0.18185 | 0.12 | 0.19644 | 0.18393 | 0.095724 | 0.26169 | 0 | 0 | 0 | 0 | 0 | 0
7133 | 0.29284 | 0.32651 | 0.46247 | 0.36157 | 0.3294 | 0.18781 | 0.12114 | 0.18554 | 0.17677 | 0.081094 | 0.25262 | 0 | 0 | 0 | 0 | 0 | 0
7134 | 0.23799 | 0.31945 | 0.48586 | 0.33113 | 0.26955 | 0.17382 | 0.123 | 0.17111 | 0.15875 | 0.088228 | 0.20185 | 0 | 0 | 0 | 0 | 0 | 0
7135 | 0.18966 | 0.34809 | 0.48148 | 0.30171 | 0.23399 | 0.16094 | 0.12403 | 0.1544 | 0.14297 | 0.078328 | 0.17819 | 0 | 0 | 0 | 0 | 0 | 0
7136 | 0.13066 | 0.37565 | 0.47125 | 0.26096 | 0.18097 | 0.14433 | 0.12523 | 0.13796 | 0.12458 | 0.060395 | 0.15562 | 0 | 0.003 | 0.001 | 0.00025 | 0 | 0
7137 | 0.099463 | 0.37669 | 0.43759 | 0.22334 | 0.13298 | 0.10848 | 0.10712 | 0.10846 | 0.096104 | 0.04276 | 0.12471 | 0.033 | 0.051 | 0.049 | 0.05275 | 0.028 | 0.101
7138 | 0.073255 | 0.34808 | 0.24194 | 0.13698 | 0.095755 | 0.062236 | 0.082212 | 0.069685 | 0.058811 | 0.020127 | 0.083196 | 0.124 | 0.144 | 0.159 | 0.16025 | 0.095 | 0.263
7139 | 0.057336 | 0.33452 | 0.26012 | 0.13501 | 0.087576 | 0.050221 | 0.099642 | 0.061394 | 0.05119 | 0.014318 | 0.078828 | 0.225 | 0.246 | 0.267 | 0.2765 | 0.174 | 0.44
7140 | 0.025028 | 0.31557 | 0.28151 | 0.1262 | 0.072068 | 0.035553 | 0.12158 | 0.044501 | 0.040575 | 0.010578 | 0.071668 | 0.289 | 0.319 | 0.356 | 0.35125 | 0.235 | 0.525
7141 | 0.008411 | 0.28467 | 0.18623 | 0.079442 | 0.043681 | 0.019464 | 0.12057 | 0.028888 | 0.026639 | 0.008293 | 0.049913 | 0.3 | 0.329 | 0.412 | 0.397 | 0.348 | 0.528
7142 | 0.000139 | 0.24931 | 0.12913 | 0.049933 | 0.02053 | 0.007485 | 0.10844 | 0.019624 | 0.016369 | 0.005852 | 0.032517 | 0.292 | 0.275 | 0.425 | 0.38975 | 0.386 | 0.456
7143 | 4e-06 | 0.21834 | 0.10164 | 0.037505 | 0.010869 | 0.002338 | 0.088274 | 0.016063 | 0.010259 | 0.001626 | 0.021008 | 0.269 | 0.207 | 0.384 | 0.32125 | 0.339 | 0.293
7144 | 0 | 0.1832 | 0.10535 | 0.03659 | 0.00442 | 0.001852 | 0.065445 | 0.018449 | 0.009096 | 0.001339 | 0.014744 | 0.148 | 0.109 | 0.299 | 0.1875 | 0.192 | 0.111
7145 | 2e-06 | 0.13292 | 0.14653 | 0.049112 | 0.0008 | 0.0052 | 0.057783 | 0.028864 | 0.013769 | 0.012745 | 0.008266 | 0.05 | 0.028 | 0.179 | 0.085 | 0.077 | 0.034
7146 | 0.001005 | 0.086587 | 0.26883 | 0.089951 | 1.5e-05 | 0.019781 | 0.057613 | 0.059311 | 0.031394 | 0.042617 | 0.003866 | 0.003 | 0 | 0.055 | 0.01525 | 0.002 | 0.001
7147 | 0.008609 | 0.057521 | 0.43029 | 0.1463 | 6e-06 | 0.051212 | 0.048135 | 0.10771 | 0.064448 | 0.094422 | 0.004445 | 0 | 0 | 0 | 0 | 0 | 0
7148 | 0.030385 | 0.042533 | 0.55362 | 0.196 | 0.003979 | 0.092398 | 0.039027 | 0.15302 | 0.10409 | 0.15741 | 0.013532 | 0 | 0 | 0 | 0 | 0 | 0
7149 | 0.063478 | 0.036025 | 0.63008 | 0.23939 | 0.024601 | 0.13739 | 0.033987 | 0.18691 | 0.14212 | 0.21182 | 0.03234 | 0 | 0 | 0 | 0 | 0 | 0
7150 | 0.10709 | 0.033731 | 0.67418 | 0.28276 | 0.067002 | 0.18079 | 0.03147 | 0.21188 | 0.17587 | 0.24986 | 0.060968 | 0 | 0 | 0 | 0 | 0 | 0
7151 | 0.14589 | 0.033063 | 0.67781 | 0.31169 | 0.11136 | 0.20711 | 0.03233 | 0.23083 | 0.19935 | 0.26822 | 0.091253 | 0 | 0 | 0 | 0 | 0 | 0
7152 | 0.15868 | 0.033056 | 0.67053 | 0.31928 | 0.12864 | 0.21565 | 0.036458 | 0.24493 | 0.20739 | 0.26678 | 0.10219 | 0 | 0 | 0 | 0 | 0 | 0
7153 | 0.16346 | 0.032356 | 0.65442 | 0.32078 | 0.14447 | 0.20902 | 0.040222 | 0.25044 | 0.20608 | 0.26125 | 0.10361 | 0 | 0 | 0 | 0 | 0 | 0
7154 | 0.1712 | 0.036041 | 0.63269 | 0.32146 | 0.16049 | 0.19669 | 0.042674 | 0.2518 | 0.19978 | 0.23921 | 0.11141 | 0 | 0 | 0 | 0 | 0 | 0
7155 | 0.18294 | 0.043931 | 0.59128 | 0.31745 | 0.17814 | 0.18902 | 0.046298 | 0.24905 | 0.19133 | 0.20351 | 0.12375 | 0 | 0 | 0 | 0 | 0 | 0
7156 | 0.19773 | 0.049091 | 0.53223 | 0.30697 | 0.19096 | 0.17528 | 0.05098 | 0.23701 | 0.17508 | 0.15533 | 0.13272 | 0 | 0 | 0 | 0 | 0 | 0
7157 | 0.20911 | 0.054954 | 0.49461 | 0.30474 | 0.2105 | 0.15596 | 0.056108 | 0.21987 | 0.16076 | 0.12249 | 0.14473 | 0 | 0 | 0 | 0 | 0 | 0
7158 | 0.21247 | 0.068136 | 0.49607 | 0.31503 | 0.23656 | 0.13759 | 0.062049 | 0.20334 | 0.15384 | 0.11648 | 0.15794 | 0 | 0 | 0 | 0 | 0 | 0
7159 | 0.20332 | 0.087007 | 0.5135 | 0.32059 | 0.24495 | 0.13431 | 0.06538 | 0.19761 | 0.1493 | 0.10549 | 0.15978 | 0 | 0 | 0 | 0 | 0 | 0
7160 | 0.18865 | 0.10692 | 0.55928 | 0.32787 | 0.23567 | 0.13549 | 0.062759 | 0.20022 | 0.14943 | 0.10799 | 0.154 | 0 | 0.004 | 0.001 | 0.00025 | 0 | 0
7161 | 0.18284 | 0.13443 | 0.59265 | 0.33093 | 0.21732 | 0.13142 | 0.056651 | 0.20141 | 0.14519 | 0.10925 | 0.1387 | 0.02 | 0.048 | 0.045 | 0.0265 | 0.021 | 0.02
7162 | 0.17978 | 0.17297 | 0.55079 | 0.3068 | 0.18984 | 0.12426 | 0.056256 | 0.20867 | 0.14251 | 0.11488 | 0.12221 | 0.088 | 0.146 | 0.159 | 0.09925 | 0.069 | 0.081
7163 | 0.18624 | 0.21072 | 0.55079 | 0.29845 | 0.15831 | 0.16287 | 0.070452 | 0.26308 | 0.1762 | 0.16622 | 0.11264 | 0.212 | 0.297 | 0.291 | 0.20525 | 0.127 | 0.191
7164 | 0.19945 | 0.2335 | 0.68854 | 0.34419 | 0.14458 | 0.18323 | 0.084926 | 0.27966 | 0.20661 | 0.2471 | 0.11645 | 0.389 | 0.418 | 0.395 | 0.338 | 0.252 | 0.316
7165 | 0.20757 | 0.24672 | 0.73222 | 0.36576 | 0.15749 | 0.18313 | 0.087622 | 0.28074 | 0.20711 | 0.22921 | 0.13536 | 0.467 | 0.462 | 0.455 | 0.43725 | 0.439 | 0.388
7166 | 0.20902 | 0.25967 | 0.75981 | 0.38306 | 0.18034 | 0.17375 | 0.086467 | 0.28188 | 0.19839 | 0.18438 | 0.15354 | 0.499 | 0.448 | 0.464 | 0.47475 | 0.548 | 0.388
7167 | 0.20428 | 0.26572 | 0.78702 | 0.39863 | 0.2046 | 0.15929 | 0.089153 | 0.28086 | 0.19117 | 0.15647 | 0.16806 | 0.455 | 0.377 | 0.42 | 0.43575 | 0.543 | 0.325
7168 | 0.19129 | 0.25959 | 0.78879 | 0.39406 | 0.20208 | 0.14624 | 0.086711 | 0.27514 | 0.18135 | 0.14701 | 0.15699 | 0.354 | 0.257 | 0.327 | 0.33625 | 0.441 | 0.223
7169 | 0.19268 | 0.25307 | 0.74577 | 0.38749 | 0.22402 | 0.13871 | 0.10854 | 0.24754 | 0.17446 | 0.14794 | 0.16365 | 0.205 | 0.109 | 0.187 | 0.18925 | 0.267 | 0.098
7170 | 0.23189 | 0.27047 | 0.69671 | 0.411 | 0.30439 | 0.20348 | 0.18711 | 0.27561 | 0.23097 | 0.21821 | 0.22656 | 0.017 | 0.001 | 0.041 | 0.01975 | 0.017 | 0.004
7171 | 0.27178 | 0.30146 | 0.71486 | 0.44995 | 0.36322 | 0.29335 | 0.2383 | 0.35752 | 0.30771 | 0.29822 | 0.28174 | 0 | 0 | 0 | 0 | 0 | 0
7172 | 0.28434 | 0.32431 | 0.70701 | 0.45103 | 0.36173 | 0.3312 | 0.246 | 0.38849 | 0.33421 | 0.32872 | 0.28845 | 0 | 0 | 0 | 0 | 0 | 0
7173 | 0.26783 | 0.33692 | 0.68141 | 0.42826 | 0.33554 | 0.32675 | 0.23503 | 0.38569 | 0.33094 | 0.33967 | 0.27166 | 0 | 0 | 0 | 0 | 0 | 0
7174 | 0.23649 | 0.33795 | 0.65568 | 0.40176 | 0.31312 | 0.31074 | 0.21557 | 0.38002 | 0.3189 | 0.33433 | 0.25051 | 0 | 0 | 0 | 0 | 0 | 0
7175 | 0.21115 | 0.33279 | 0.63528 | 0.38258 | 0.3013 | 0.29906 | 0.19599 | 0.3723 | 0.30659 | 0.32176 | 0.23325 | 0 | 0 | 0 | 0 | 0 | 0
7176 | 0.19625 | 0.32291 | 0.65442 | 0.37902 | 0.2864 | 0.29775 | 0.1796 | 0.36566 | 0.29543 | 0.29797 | 0.22035 | 0 | 0 | 0 | 0 | 0 | 0
7177 | 0.19901 | 0.31337 | 0.73749 | 0.40134 | 0.26753 | 0.29706 | 0.16328 | 0.36037 | 0.28241 | 0.26173 | 0.21046 | 0 | 0 | 0 | 0 | 0 | 0
7178 | 0.2051 | 0.31096 | 0.75586 | 0.40069 | 0.24111 | 0.28592 | 0.14763 | 0.35163 | 0.26512 | 0.22232 | 0.20061 | 0 | 0 | 0 | 0 | 0 | 0
7179 | 0.20535 | 0.30108 | 0.75685 | 0.39223 | 0.21449 | 0.26857 | 0.13384 | 0.34478 | 0.24771 | 0.19324 | 0.18424 | 0 | 0 | 0 | 0 | 0 | 0
7180 | 0.19088 | 0.28562 | 0.76662 | 0.3827 | 0.19061 | 0.24325 | 0.11991 | 0.33393 | 0.22387 | 0.15218 | 0.16613 | 0 | 0 | 0 | 0 | 0 | 0
7181 | 0.18205 | 0.26966 | 0.80006 | 0.38567 | 0.17489 | 0.22033 | 0.11121 | 0.3188 | 0.2045 | 0.12833 | 0.15053 | 0 | 0 | 0 | 0 | 0 | 0
7182 | 0.17524 | 0.25673 | 0.71707 | 0.35356 | 0.16839 | 0.19637 | 0.10424 | 0.30074 | 0.18815 | 0.11789 | 0.13759 | 0 | 0 | 0 | 0 | 0 | 0
7183 | 0.16613 | 0.24238 | 0.70132 | 0.34461 | 0.16638 | 0.17154 | 0.095647 | 0.28965 | 0.17498 | 0.11265 | 0.12608 | 0 | 0 | 0 | 0 | 0 | 0
7184 | 0.1601 | 0.22933 | 0.66562 | 0.33099 | 0.16725 | 0.15764 | 0.088093 | 0.2832 | 0.16891 | 0.1185 | 0.11629 | 0 | 0.006 | 0.001 | 0.00025 | 0 | 0
7185 | 0.16518 | 0.21922 | 0.60081 | 0.31166 | 0.16898 | 0.16291 | 0.067226 | 0.26729 | 0.16507 | 0.12296 | 0.10714 | 0.023 | 0.061 | 0.05 | 0.029 | 0.019 | 0.024
7186 | 0.16674 | 0.21454 | 0.36122 | 0.22802 | 0.15612 | 0.15493 | 0.058579 | 0.23089 | 0.1495 | 0.11636 | 0.095806 | 0.154 | 0.171 | 0.161 | 0.1305 | 0.076 | 0.131
7187 | 0.17713 | 0.21355 | 0.2828 | 0.2024 | 0.14727 | 0.17045 | 0.06682 | 0.22932 | 0.15393 | 0.12106 | 0.094909 | 0.293 | 0.289 | 0.266 | 0.2685 | 0.159 | 0.356
7188 | 0.18435 | 0.21671 | 0.26012 | 0.19417 | 0.13803 | 0.16277 | 0.073948 | 0.26563 | 0.1589 | 0.117 | 0.090195 | 0.382 | 0.376 | 0.325 | 0.35425 | 0.249 | 0.461
7189 | 0.18876 | 0.22774 | 0.24075 | 0.18835 | 0.13553 | 0.17069 | 0.080312 | 0.26804 | 0.15828 | 0.10138 | 0.092998 | 0.41 | 0.43 | 0.345 | 0.4145 | 0.422 | 0.481
7190 | 0.19183 | 0.24274 | 0.21985 | 0.18153 | 0.13291 | 0.17067 | 0.081973 | 0.25482 | 0.15099 | 0.084687 | 0.093793 | 0.377 | 0.422 | 0.324 | 0.41525 | 0.514 | 0.446
7191 | 0.18876 | 0.25427 | 0.17605 | 0.16542 | 0.13146 | 0.17472 | 0.083811 | 0.23381 | 0.14563 | 0.079637 | 0.094332 | 0.305 | 0.359 | 0.266 | 0.34175 | 0.447 | 0.349
7192 | 0.18714 | 0.25535 | 0.13942 | 0.15211 | 0.12978 | 0.15731 | 0.074747 | 0.19108 | 0.13029 | 0.08061 | 0.092166 | 0.206 | 0.244 | 0.181 | 0.22475 | 0.299 | 0.213
7193 | 0.20266 | 0.26321 | 0.12498 | 0.1627 | 0.16047 | 0.15495 | 0.10343 | 0.18262 | 0.13714 | 0.097477 | 0.1135 | 0.098 | 0.099 | 0.087 | 0.10175 | 0.143 | 0.079
7194 | 0.23565 | 0.2907 | 0.15201 | 0.2085 | 0.23783 | 0.22717 | 0.19256 | 0.2426 | 0.20796 | 0.18454 | 0.17753 | 0.005 | 0 | 0.015 | 0.00725 | 0.007 | 0.002
7195 | 0.26857 | 0.30377 | 0.18314 | 0.25452 | 0.31183 | 0.29412 | 0.24569 | 0.29693 | 0.27416 | 0.26587 | 0.23971 | 0 | 0 | 0 | 0 | 0 | 0
7196 | 0.28312 | 0.29888 | 0.21199 | 0.27696 | 0.33577 | 0.30664 | 0.24045 | 0.30885 | 0.28222 | 0.25447 | 0.25893 | 0 | 0 | 0 | 0 | 0 | 0
7197 | 0.26539 | 0.28741 | 0.27135 | 0.28349 | 0.31374 | 0.29866 | 0.21954 | 0.30246 | 0.26196 | 0.20392 | 0.24282 | 0 | 0 | 0 | 0 | 0 | 0
7198 | 0.23578 | 0.27504 | 0.34027 | 0.28643 | 0.28325 | 0.29268 | 0.19141 | 0.28756 | 0.24396 | 0.17874 | 0.21688 | 0 | 0 | 0 | 0 | 0 | 0
7199 | 0.21779 | 0.25841 | 0.36122 | 0.2777 | 0.25408 | 0.29728 | 0.16298 | 0.27281 | 0.23308 | 0.1664 | 0.19581 | 0 | 0 | 0 | 0 | 0 | 0
7200 | 0.21482 | 0.23754 | 0.35419 | 0.26492 | 0.22576 | 0.30105 | 0.13567 | 0.26492 | 0.22585 | 0.16054 | 0.17688 | 0 | 0 | 0 | 0 | 0 | 0
7201 | 0.21461 | 0.22946 | 0.33337 | 0.24929 | 0.19988 | 0.307 | 0.1162 | 0.26206 | 0.22159 | 0.15821 | 0.15909 | 0 | 0 | 0 | 0 | 0 | 0
7202 | 0.2184 | 0.23818 | 0.29185 | 0.23185 | 0.18531 | 0.32067 | 0.10681 | 0.25677 | 0.22015 | 0.15402 | 0.14913 | 0 | 0 | 0 | 0 | 0 | 0
7203 | 0.2345 | 0.26139 | 0.30103 | 0.23957 | 0.18318 | 0.31922 | 0.10218 | 0.26028 | 0.21803 | 0.14555 | 0.14708 | 0 | 0 | 0 | 0 | 0 | 0
7204 | 0.26438 | 0.29739 | 0.3811 | 0.27794 | 0.18833 | 0.3231 | 0.10159 | 0.272 | 0.22442 | 0.15012 | 0.15244 | 0 | 0 | 0 | 0 | 0 | 0
7205 | 0.24075 | 0.34583 | 0.48732 | 0.30496 | 0.18682 | 0.29086 | 0.10503 | 0.27058 | 0.21419 | 0.15244 | 0.14288 | 0 | 0 | 0 | 0 | 0 | 0
7206 | 0.23391 | 0.39365 | 0.54795 | 0.32014 | 0.17857 | 0.27475 | 0.10629 | 0.25583 | 0.20734 | 0.16117 | 0.13759 | 0 | 0 | 0 | 0 | 0 | 0
7207 | 0.27833 | 0.44285 | 0.61158 | 0.35767 | 0.18308 | 0.28324 | 0.1097 | 0.25051 | 0.20818 | 0.16046 | 0.1385 | 0 | 0 | 0 | 0 | 0 | 0
7208 | 0.34844 | 0.486 | 0.63138 | 0.3943 | 0.20307 | 0.29367 | 0.11373 | 0.24185 | 0.20859 | 0.14736 | 0.15149 | 0 | 0.004 | 0 | 0 | 0 | 0
7209 | 0.40148 | 0.51894 | 0.60081 | 0.40584 | 0.21522 | 0.28602 | 0.10489 | 0.21631 | 0.20014 | 0.13866 | 0.15956 | 0.012 | 0.051 | 0.032 | 0.02025 | 0.012 | 0.025
7210 | 0.48813 | 0.52857 | 0.47417 | 0.39527 | 0.22352 | 0.27809 | 0.10392 | 0.1624 | 0.18131 | 0.12817 | 0.15659 | 0.043 | 0.136 | 0.111 | 0.07675 | 0.04 | 0.113
7211 | 0.51896 | 0.5036 | 0.37112 | 0.37234 | 0.22693 | 0.26561 | 0.10358 | 0.14024 | 0.16783 | 0.1221 | 0.14336 | 0.07 | 0.229 | 0.198 | 0.14125 | 0.055 | 0.242
7212 | 0.48739 | 0.47619 | 0.3375 | 0.349 | 0.2221 | 0.23488 | 0.10118 | 0.14188 | 0.15932 | 0.12658 | 0.13392 | 0.089 | 0.297 | 0.264 | 0.1735 | 0.069 | 0.272
7213 | 0.38887 | 0.44401 | 0.29055 | 0.29746 | 0.21297 | 0.19647 | 0.10515 | 0.14383 | 0.14991 | 0.12022 | 0.13912 | 0.114 | 0.34 | 0.288 | 0.186 | 0.082 | 0.26
7214 | 0.23911 | 0.42219 | 0.26012 | 0.23564 | 0.20768 | 0.16699 | 0.10759 | 0.13962 | 0.13829 | 0.11557 | 0.13099 | 0.141 | 0.32 | 0.271 | 0.18 | 0.087 | 0.221
7215 | 0.1626 | 0.41087 | 0.33613 | 0.23241 | 0.19851 | 0.14308 | 0.1065 | 0.13407 | 0.12976 | 0.12096 | 0.12093 | 0.106 | 0.259 | 0.222 | 0.13875 | 0.079 | 0.148
7216 | 0.15737 | 0.4163 | 0.461 | 0.27704 | 0.21274 | 0.10464 | 0.10137 | 0.13648 | 0.11649 | 0.1102 | 0.11462 | 0.052 | 0.16 | 0.162 | 0.08375 | 0.049 | 0.072
7217 | 0.1667 | 0.42416 | 0.50043 | 0.29287 | 0.21149 | 0.10406 | 0.11593 | 0.13455 | 0.11344 | 0.1057 | 0.10945 | 0.013 | 0.047 | 0.092 | 0.035 | 0.014 | 0.021
7218 | 0.17087 | 0.43005 | 0.57331 | 0.31897 | 0.21273 | 0.13242 | 0.15731 | 0.14129 | 0.129 | 0.1159 | 0.12638 | 0 | 0 | 0.021 | 0.00525 | 0 | 0
7219 | 0.16053 | 0.42199 | 0.64684 | 0.33701 | 0.20368 | 0.1392 | 0.17117 | 0.17052 | 0.1395 | 0.11215 | 0.13612 | 0 | 0 | 0 | 0 | 0 | 0
7220 | 0.15122 | 0.38254 | 0.67539 | 0.33117 | 0.16691 | 0.15989 | 0.16004 | 0.1926 | 0.15769 | 0.14786 | 0.13041 | 0 | 0 | 0 | 0 | 0 | 0
7221 | 0.16674 | 0.3293 | 0.70475 | 0.33364 | 0.12945 | 0.18877 | 0.14728 | 0.20328 | 0.16908 | 0.15694 | 0.12733 | 0 | 0 | 0 | 0 | 0 | 0
7222 | 0.18663 | 0.27795 | 0.71263 | 0.33871 | 0.11686 | 0.17834 | 0.12926 | 0.20555 | 0.16622 | 0.1624 | 0.11859 | 0 | 0 | 0 | 0 | 0 | 0
7223 | 0.15945 | 0.23163 | 0.70927 | 0.32854 | 0.1169 | 0.17495 | 0.10829 | 0.20852 | 0.16203 | 0.15553 | 0.10912 | 0 | 0 | 0 | 0 | 0 | 0
7224 | 0.14495 | 0.18498 | 0.69556 | 0.31967 | 0.1185 | 0.18819 | 0.09035 | 0.21524 | 0.1608 | 0.1358 | 0.10398 | 0 | 0 | 0 | 0 | 0 | 0
7225 | 0.14084 | 0.15124 | 0.69206 | 0.31964 | 0.12603 | 0.20808 | 0.077072 | 0.21915 | 0.16435 | 0.11786 | 0.11231 | 0 | 0 | 0 | 0 | 0 | 0
7226 | 0.14148 | 0.13383 | 0.70361 | 0.33397 | 0.15682 | 0.1887 | 0.065086 | 0.22247 | 0.16162 | 0.10527 | 0.13004 | 0 | 0 | 0 | 0 | 0 | 0
7227 | 0.13778 | 0.12033 | 0.73222 | 0.34687 | 0.17061 | 0.16752 | 0.053263 | 0.23147 | 0.15446 | 0.085356 | 0.1335 | 0 | 0 | 0 | 0 | 0 | 0
7228 | 0.17089 | 0.10741 | 0.76079 | 0.36209 | 0.15459 | 0.17582 | 0.044103 | 0.23468 | 0.1521 | 0.074516 | 0.1234 | 0 | 0 | 0 | 0 | 0 | 0
7229 | 0.18283 | 0.090389 | 0.76662 | 0.36828 | 0.15541 | 0.1827 | 0.037911 | 0.23097 | 0.15098 | 0.071924 | 0.11832 | 0 | 0 | 0 | 0 | 0 | 0
7230 | 0.18509 | 0.073108 | 0.77327 | 0.37524 | 0.16735 | 0.18459 | 0.032936 | 0.22407 | 0.14828 | 0.066566 | 0.11789 | 0 | 0 | 0 | 0 | 0 | 0
7231 | 0.2034 | 0.060542 | 0.79921 | 0.39167 | 0.17239 | 0.16992 | 0.029372 | 0.22079 | 0.14026 | 0.053312 | 0.11701 | 0 | 0 | 0 | 0 | 0 | 0
7232 | 0.23461 | 0.048823 | 0.8172 | 0.41055 | 0.17984 | 0.14153 | 0.02586 | 0.21011 | 0.1255 | 0.035755 | 0.1146 | 0 | 0.001 | 0.001 | 0.00025 | 0 | 0
7233 | 0.26856 | 0.036578 | 0.8234 | 0.4232 | 0.17764 | 0.11575 | 0.01621 | 0.1905 | 0.10718 | 0.022846 | 0.099614 | 0.017 | 0.036 | 0.049 | 0.033 | 0.015 | 0.051
7234 | 0.29137 | 0.026861 | 0.88887 | 0.44598 | 0.15769 | 0.10354 | 0.006726 | 0.16751 | 0.091194 | 0.017326 | 0.076394 | 0.093 | 0.1 | 0.157 | 0.1245 | 0.059 | 0.189
7235 | 0.30181 | 0.021909 | 0.87148 | 0.44566 | 0.16369 | 0.11581 | 0.004828 | 0.15599 | 0.091255 | 0.015951 | 0.077273 | 0.249 | 0.169 | 0.276 | 0.25825 | 0.117 | 0.391
7236 | 0.29735 | 0.019695 | 0.79579 | 0.42499 | 0.18182 | 0.14677 | 0.006341 | 0.16906 | 0.10937 | 0.028236 | 0.093438 | 0.399 | 0.228 | 0.375 | 0.36425 | 0.198 | 0.485
7237 | 0.3048 | 0.01852 | 0.71039 | 0.40183 | 0.19029 | 0.16266 | 0.007272 | 0.18208 | 0.12383 | 0.04854 | 0.10205 | 0.466 | 0.271 | 0.437 | 0.4445 | 0.359 | 0.516
7238 | 0.28747 | 0.01661 | 0.66067 | 0.37738 | 0.18401 | 0.15299 | 0.008108 | 0.17266 | 0.12062 | 0.060029 | 0.096811 | 0.473 | 0.279 | 0.428 | 0.469 | 0.485 | 0.49
7239 | 0.26941 | 0.013313 | 0.63658 | 0.35731 | 0.16595 | 0.13766 | 0.007052 | 0.15975 | 0.1087 | 0.053177 | 0.0842 | 0.442 | 0.237 | 0.361 | 0.43275 | 0.515 | 0.413
7240 | 0.27278 | 0.010509 | 0.5635 | 0.32902 | 0.15077 | 0.13322 | 0.004181 | 0.1482 | 0.098539 | 0.038875 | 0.073858 | 0.346 | 0.143 | 0.261 | 0.3305 | 0.426 | 0.289
7241 | 0.28356 | 0.009799 | 0.50043 | 0.30898 | 0.14296 | 0.12982 | 0.002657 | 0.14744 | 0.096073 | 0.038259 | 0.068773 | 0.192 | 0.042 | 0.141 | 0.1825 | 0.259 | 0.138
7242 | 0.33605 | 0.01067 | 0.53796 | 0.34679 | 0.16634 | 0.18978 | 0.0028 | 0.18127 | 0.12935 | 0.058237 | 0.088118 | 0.008 | 0 | 0.021 | 0.0105 | 0.01 | 0.003
7243 | 0.41342 | 0.013044 | 0.56069 | 0.39898 | 0.22283 | 0.2748 | 0.003917 | 0.21777 | 0.17483 | 0.079068 | 0.12767 | 0 | 0 | 0 | 0 | 0 | 0
7244 | 0.40148 | 0.022669 | 0.58854 | 0.41871 | 0.26613 | 0.30893 | 0.006238 | 0.24071 | 0.20111 | 0.095405 | 0.15937 | 0 | 0 | 0 | 0 | 0 | 0
7245 | 0.41061 | 0.036362 | 0.58578 | 0.42221 | 0.27024 | 0.30395 | 0.009776 | 0.25881 | 0.21084 | 0.11311 | 0.16748 | 0 | 0 | 0 | 0 | 0 | 0
7246 | 0.41249 | 0.046343 | 0.63916 | 0.43811 | 0.26268 | 0.29482 | 0.012864 | 0.26688 | 0.21257 | 0.12416 | 0.1644 | 0 | 0 | 0 | 0 | 0 | 0
7247 | 0.40788 | 0.052737 | 0.71707 | 0.46481 | 0.26948 | 0.28986 | 0.013696 | 0.27076 | 0.21293 | 0.12276 | 0.16833 | 0 | 0 | 0 | 0 | 0 | 0
7248 | 0.38776 | 0.056687 | 0.76469 | 0.48027 | 0.28836 | 0.29193 | 0.013359 | 0.289 | 0.21791 | 0.11744 | 0.17328 | 0 | 0 | 0 | 0 | 0 | 0
7249 | 0.38282 | 0.068521 | 0.75883 | 0.48429 | 0.31122 | 0.30717 | 0.013311 | 0.30914 | 0.23138 | 0.12514 | 0.18407 | 0 | 0 | 0 | 0 | 0 | 0
7250 | 0.35221 | 0.085093 | 0.72688 | 0.46114 | 0.30434 | 0.31175 | 0.016666 | 0.33319 | 0.25088 | 0.17354 | 0.18504 | 0 | 0 | 0 | 0 | 0 | 0
7251 | 0.33769 | 0.095312 | 0.71039 | 0.44903 | 0.29901 | 0.2964 | 0.022979 | 0.34483 | 0.25953 | 0.22012 | 0.17678 | 0 | 0 | 0 | 0 | 0 | 0
7252 | 0.34982 | 0.12082 | 0.69787 | 0.45345 | 0.31265 | 0.2746 | 0.028923 | 0.34269 | 0.25416 | 0.21993 | 0.17943 | 0 | 0 | 0 | 0 | 0 | 0
7253 | 0.42312 | 0.1484 | 0.6766 | 0.47282 | 0.31874 | 0.25703 | 0.033953 | 0.33021 | 0.23884 | 0.19029 | 0.17783 | 0 | 0 | 0 | 0 | 0 | 0
7254 | 0.41167 | 0.16299 | 0.63269 | 0.45401 | 0.31768 | 0.23483 | 0.037908 | 0.3071 | 0.21909 | 0.16192 | 0.17251 | 0 | 0 | 0 | 0 | 0 | 0
7255 | 0.39669 | 0.17768 | 0.58854 | 0.43538 | 0.3209 | 0.21285 | 0.039895 | 0.28546 | 0.2039 | 0.14837 | 0.16891 | 0 | 0 | 0 | 0 | 0 | 0
7256 | 0.40391 | 0.19613 | 0.58578 | 0.44389 | 0.34197 | 0.2 | 0.039781 | 0.26443 | 0.1906 | 0.12751 | 0.17045 | 0 | 0.001 | 0.001 | 0.00025 | 0 | 0
7257 | 0.39845 | 0.21587 | 0.55221 | 0.43591 | 0.35708 | 0.21715 | 0.034334 | 0.24118 | 0.18786 | 0.11905 | 0.17406 | 0.016 | 0.037 | 0.056 | 0.028 | 0.018 | 0.022
7258 | 0.3755 | 0.23082 | 0.41573 | 0.37919 | 0.34634 | 0.19054 | 0.024598 | 0.20636 | 0.16774 | 0.10724 | 0.16684 | 0.098 | 0.11 | 0.181 | 0.12175 | 0.078 | 0.13
7259 | 0.42086 | 0.23924 | 0.32381 | 0.35813 | 0.32974 | 0.16882 | 0.022802 | 0.19607 | 0.15661 | 0.09555 | 0.16601 | 0.153 | 0.21 | 0.313 | 0.22075 | 0.152 | 0.265
7260 | 0.41074 | 0.23155 | 0.45075 | 0.38659 | 0.29829 | 0.18258 | 0.026122 | 0.21721 | 0.17689 | 0.16013 | 0.14764 | 0.181 | 0.292 | 0.408 | 0.2875 | 0.235 | 0.326
7261 | 0.34637 | 0.21236 | 0.48732 | 0.36657 | 0.26601 | 0.15776 | 0.025797 | 0.22297 | 0.16404 | 0.14284 | 0.13259 | 0.188 | 0.326 | 0.455 | 0.30825 | 0.266 | 0.324
7262 | 0.29659 | 0.20342 | 0.45807 | 0.3329 | 0.24404 | 0.13581 | 0.025818 | 0.21038 | 0.14823 | 0.12341 | 0.12331 | 0.171 | 0.309 | 0.449 | 0.2775 | 0.262 | 0.228
7263 | 0.2656 | 0.21122 | 0.44051 | 0.30913 | 0.22128 | 0.12319 | 0.02842 | 0.19448 | 0.13725 | 0.11602 | 0.11531 | 0.137 | 0.24 | 0.396 | 0.229 | 0.256 | 0.127
7264 | 0.25023 | 0.23208 | 0.40702 | 0.29316 | 0.22223 | 0.12063 | 0.034891 | 0.18014 | 0.13584 | 0.11933 | 0.12325 | 0.104 | 0.14 | 0.302 | 0.1605 | 0.169 | 0.067
7265 | 0.26166 | 0.26116 | 0.3584 | 0.29089 | 0.25261 | 0.13953 | 0.05862 | 0.17408 | 0.15633 | 0.1549 | 0.1568 | 0.065 | 0.042 | 0.178 | 0.082 | 0.054 | 0.031
7266 | 0.29931 | 0.29204 | 0.43321 | 0.34275 | 0.29574 | 0.21513 | 0.10405 | 0.23806 | 0.22279 | 0.23547 | 0.2025 | 0.003 | 0 | 0.035 | 0.0095 | 0 | 0
7267 | 0.32221 | 0.3065 | 0.60352 | 0.41615 | 0.32273 | 0.28741 | 0.13182 | 0.32006 | 0.28478 | 0.29842 | 0.23323 | 0 | 0 | 0 | 0 | 0 | 0
7268 | 0.32057 | 0.3036 | 0.71486 | 0.45026 | 0.31537 | 0.31237 | 0.14011 | 0.34839 | 0.30794 | 0.33396 | 0.23704 | 0 | 0 | 0 | 0 | 0 | 0
7269 | 0.30371 | 0.29497 | 0.72902 | 0.44217 | 0.29376 | 0.30685 | 0.14253 | 0.34412 | 0.31019 | 0.36441 | 0.2254 | 0 | 0 | 0 | 0 | 0 | 0
7270 | 0.27249 | 0.28598 | 0.70017 | 0.41492 | 0.27209 | 0.28853 | 0.1434 | 0.33038 | 0.30383 | 0.38609 | 0.21031 | 0 | 0 | 0 | 0 | 0 | 0
7271 | 0.2325 | 0.27962 | 0.68617 | 0.39313 | 0.26073 | 0.2727 | 0.1445 | 0.31532 | 0.29718 | 0.39688 | 0.20381 | 0 | 0 | 0 | 0 | 0 | 0
7272 | 0.19904 | 0.25916 | 0.68499 | 0.37913 | 0.25337 | 0.25987 | 0.13981 | 0.29895 | 0.28576 | 0.38502 | 0.1992 | 0 | 0 | 0 | 0 | 0 | 0
7273 | 0.18905 | 0.23882 | 0.70132 | 0.38112 | 0.253 | 0.24557 | 0.12942 | 0.2803 | 0.26809 | 0.34895 | 0.19753 | 0 | 0 | 0 | 0 | 0 | 0
7274 | 0.19906 | 0.23188 | 0.72255 | 0.39331 | 0.25834 | 0.23028 | 0.12159 | 0.25979 | 0.25358 | 0.32391 | 0.20031 | 0 | 0 | 0 | 0 | 0 | 0
7275 | 0.21512 | 0.2327 | 0.71707 | 0.39974 | 0.26703 | 0.21881 | 0.11169 | 0.24325 | 0.2434 | 0.30731 | 0.20424 | 0 | 0 | 0 | 0 | 0 | 0
7276 | 0.22015 | 0.24143 | 0.70475 | 0.40202 | 0.28116 | 0.21168 | 0.10278 | 0.23074 | 0.23258 | 0.28101 | 0.20688 | 0 | 0 | 0 | 0 | 0 | 0
7277 | 0.22931 | 0.26102 | 0.69089 | 0.4047 | 0.29391 | 0.20909 | 0.095386 | 0.22206 | 0.22869 | 0.27612 | 0.20749 | 0 | 0 | 0 | 0 | 0 | 0
7278 | 0.24358 | 0.30165 | 0.71596 | 0.42235 | 0.30752 | 0.18854 | 0.091713 | 0.21544 | 0.21803 | 0.2646 | 0.20355 | 0 | 0 | 0 | 0 | 0 | 0
7279 | 0.25068 | 0.3522 | 0.68617 | 0.41639 | 0.31232 | 0.18211 | 0.092021 | 0.21153 | 0.21412 | 0.26452 | 0.19834 | 0 | 0 | 0 | 0 | 0 | 0
7280 | 0.25094 | 0.40153 | 0.63138 | 0.39876 | 0.31395 | 0.17846 | 0.094332 | 0.2099 | 0.21267 | 0.26638 | 0.19594 | 0 | 0.003 | 0.001 | 0.00025 | 0 | 0
7281 | 0.24948 | 0.45171 | 0.57191 | 0.37893 | 0.31538 | 0.17142 | 0.095411 | 0.20183 | 0.20685 | 0.26017 | 0.19399 | 0.021 | 0.052 | 0.07 | 0.032 | 0.016 | 0.021
7282 | 0.25408 | 0.47552 | 0.39979 | 0.31525 | 0.2919 | 0.21059 | 0.10885 | 0.19418 | 0.22029 | 0.29369 | 0.18271 | 0.1 | 0.164 | 0.216 | 0.12525 | 0.059 | 0.126
7283 | 0.2461 | 0.44629 | 0.28151 | 0.2676 | 0.27519 | 0.21019 | 0.12581 | 0.19779 | 0.20526 | 0.23091 | 0.18216 | 0.269 | 0.299 | 0.351 | 0.2635 | 0.123 | 0.311
7284 | 0.22227 | 0.39799 | 0.34304 | 0.27141 | 0.24892 | 0.17979 | 0.12714 | 0.19369 | 0.17694 | 0.1639 | 0.17039 | 0.409 | 0.403 | 0.458 | 0.37425 | 0.184 | 0.446
7285 | 0.19615 | 0.34428 | 0.31974 | 0.24307 | 0.21332 | 0.14868 | 0.12024 | 0.17717 | 0.14861 | 0.11928 | 0.14932 | 0.48 | 0.443 | 0.52 | 0.429 | 0.224 | 0.492
7286 | 0.16855 | 0.29712 | 0.29577 | 0.21696 | 0.18656 | 0.12268 | 0.11672 | 0.16021 | 0.12752 | 0.091982 | 0.1352 | 0.487 | 0.428 | 0.519 | 0.43025 | 0.247 | 0.468
7287 | 0.13717 | 0.2628 | 0.26384 | 0.18803 | 0.16308 | 0.10237 | 0.11043 | 0.14863 | 0.11152 | 0.073806 | 0.12125 | 0.443 | 0.361 | 0.462 | 0.388 | 0.254 | 0.393
7288 | 0.10527 | 0.23467 | 0.24433 | 0.16017 | 0.1309 | 0.086405 | 0.10252 | 0.14187 | 0.099361 | 0.070181 | 0.098989 | 0.337 | 0.241 | 0.359 | 0.28525 | 0.176 | 0.269
7289 | 0.084478 | 0.21577 | 0.22786 | 0.14644 | 0.12698 | 0.09692 | 0.15732 | 0.14092 | 0.10479 | 0.079933 | 0.10137 | 0.185 | 0.09 | 0.219 | 0.15075 | 0.078 | 0.121
7290 | 0.083596 | 0.21472 | 0.27896 | 0.17226 | 0.15424 | 0.16805 | 0.23836 | 0.1863 | 0.15199 | 0.11528 | 0.13831 | 0.007 | 0 | 0.046 | 0.01375 | 0.001 | 0.001
7291 | 0.09156 | 0.21535 | 0.3897 | 0.22061 | 0.18056 | 0.2509 | 0.27104 | 0.24568 | 0.20319 | 0.14642 | 0.16978 | 0 | 0 | 0 | 0 | 0 | 0
7292 | 0.095996 | 0.20154 | 0.47564 | 0.25234 | 0.1854 | 0.28242 | 0.26189 | 0.27727 | 0.22323 | 0.15226 | 0.18098 | 0 | 0 | 0 | 0 | 0 | 0
7293 | 0.092443 | 0.17133 | 0.52072 | 0.26013 | 0.16721 | 0.27187 | 0.24092 | 0.28053 | 0.21749 | 0.14812 | 0.16944 | 0 | 0 | 0 | 0 | 0 | 0
7294 | 0.090326 | 0.14047 | 0.54795 | 0.26146 | 0.14611 | 0.24564 | 0.21936 | 0.26955 | 0.20155 | 0.14217 | 0.14885 | 0 | 0 | 0 | 0 | 0 | 0
7295 | 0.093445 | 0.1213 | 0.56631 | 0.26424 | 0.13297 | 0.20937 | 0.20054 | 0.25266 | 0.18141 | 0.13038 | 0.13323 | 0 | 0 | 0 | 0 | 0 | 0
7296 | 0.092524 | 0.10772 | 0.59538 | 0.26935 | 0.12015 | 0.17369 | 0.18441 | 0.23444 | 0.15979 | 0.1131 | 0.11792 | 0 | 0 | 0 | 0 | 0 | 0
7297 | 0.08226 | 0.092178 | 0.63528 | 0.27262 | 0.10032 | 0.13916 | 0.16727 | 0.21713 | 0.13494 | 0.087675 | 0.095777 | 0 | 0 | 0 | 0 | 0 | 0
7298 | 0.067203 | 0.075754 | 0.65693 | 0.26846 | 0.081257 | 0.10669 | 0.15063 | 0.19868 | 0.10946 | 0.060254 | 0.072206 | 0 | 0 | 0 | 0 | 0 | 0
7299 | 0.053684 | 0.062209 | 0.6519 | 0.25708 | 0.065664 | 0.078408 | 0.13366 | 0.18067 | 0.088525 | 0.040863 | 0.054157 | 0 | 0 | 0 | 0 | 0 | 0
7300 | 0.041121 | 0.05102 | 0.62747 | 0.23976 | 0.050701 | 0.058079 | 0.11654 | 0.165 | 0.07186 | 0.024389 | 0.039974 | 0 | 0 | 0 | 0 | 0 | 0
7301 | 0.039394 | 0.041301 | 0.60756 | 0.22921 | 0.040688 | 0.049892 | 0.10435 | 0.15726 | 0.062779 | 0.011519 | 0.032447 | 0 | 0 | 0 | 0 | 0 | 0
7302 | 0.053431 | 0.031865 | 0.59946 | 0.23086 | 0.039686 | 0.048894 | 0.0962 | 0.1513 | 0.059057 | 0.003703 | 0.032331 | 0 | 0 | 0 | 0 | 0 | 0
7303 | 0.07256 | 0.024936 | 0.60216 | 0.23987 | 0.044887 | 0.052121 | 0.090404 | 0.14468 | 0.058301 | 0.00079 | 0.035616 | 0 | 0 | 0 | 0 | 0 | 0
7304 | 0.08568 | 0.020225 | 0.61024 | 0.24793 | 0.047881 | 0.054121 | 0.084814 | 0.14001 | 0.058016 | 0.001353 | 0.036582 | 0 | 0.008 | 0.001 | 0.00025 | 0 | 0
7305 | 0.086005 | 0.017702 | 0.6089 | 0.24897 | 0.052003 | 0.050487 | 0.062353 | 0.13174 | 0.054836 | 0.002309 | 0.034809 | 0.023 | 0.086 | 0.08 | 0.03275 | 0.019 | 0.009
7306 | 0.077361 | 0.019634 | 0.43759 | 0.19311 | 0.06439 | 0.041096 | 0.030836 | 0.099205 | 0.04376 | 0.00113 | 0.03361 | 0.098 | 0.217 | 0.235 | 0.11425 | 0.078 | 0.046
7307 | 0.063938 | 0.027695 | 0.29315 | 0.1424 | 0.070116 | 0.034052 | 0.024589 | 0.085357 | 0.037793 | 0.000292 | 0.03147 | 0.208 | 0.327 | 0.37 | 0.20825 | 0.165 | 0.09
7308 | 0.050727 | 0.037022 | 0.39114 | 0.16754 | 0.060763 | 0.034037 | 0.023525 | 0.09247 | 0.038395 | 4e-05 | 0.027033 | 0.365 | 0.396 | 0.467 | 0.312 | 0.266 | 0.15
7309 | 0.036617 | 0.042047 | 0.48732 | 0.19024 | 0.04679 | 0.026186 | 0.020866 | 0.10212 | 0.037398 | 0 | 0.021284 | 0.496 | 0.424 | 0.52 | 0.3985 | 0.323 | 0.255
7310 | 0.016665 | 0.040779 | 0.50043 | 0.18282 | 0.031363 | 0.015009 | 0.019204 | 0.10119 | 0.032281 | 0 | 0.01292 | 0.497 | 0.403 | 0.518 | 0.42375 | 0.359 | 0.321
7311 | 0.00591 | 0.035877 | 0.50043 | 0.17504 | 0.018768 | 0.007986 | 0.016664 | 0.097641 | 0.028303 | 4.7e-05 | 0.007538 | 0.446 | 0.337 | 0.468 | 0.4055 | 0.379 | 0.329
7312 | 0.00342 | 0.028191 | 0.46393 | 0.15947 | 0.011066 | 0.00447 | 0.015972 | 0.091415 | 0.025433 | 0.000918 | 0.00493 | 0.341 | 0.223 | 0.368 | 0.317 | 0.305 | 0.254
7313 | 0.006973 | 0.018695 | 0.42591 | 0.14725 | 0.008874 | 0.005357 | 0.019065 | 0.088971 | 0.025515 | 0.003788 | 0.003945 | 0.186 | 0.085 | 0.225 | 0.173 | 0.17 | 0.111
7314 | 0.020175 | 0.010172 | 0.49024 | 0.17401 | 0.011612 | 0.012035 | 0.022803 | 0.11311 | 0.034947 | 0.008765 | 0.005877 | 0.005 | 0 | 0.045 | 0.0135 | 0.003 | 0.001
7315 | 0.038622 | 0.005744 | 0.58716 | 0.21427 | 0.017018 | 0.024371 | 0.028283 | 0.15591 | 0.051483 | 0.014067 | 0.011587 | 0 | 0 | 0 | 0 | 0 | 0
7316 | 0.053614 | 0.004415 | 0.68971 | 0.25521 | 0.022308 | 0.037471 | 0.037632 | 0.19709 | 0.067582 | 0.017453 | 0.018317 | 0 | 0 | 0 | 0 | 0 | 0
7317 | 0.063286 | 0.005079 | 0.75883 | 0.28312 | 0.027236 | 0.046902 | 0.049797 | 0.22339 | 0.078618 | 0.020964 | 0.023221 | 0 | 0 | 0 | 0 | 0 | 0
7318 | 0.065422 | 0.006424 | 0.78069 | 0.2923 | 0.030779 | 0.053888 | 0.060828 | 0.23435 | 0.085721 | 0.028568 | 0.026076 | 0 | 0 | 0 | 0 | 0 | 0
7319 | 0.057917 | 0.00808 | 0.76275 | 0.284 | 0.031343 | 0.058297 | 0.068655 | 0.23119 | 0.08889 | 0.040402 | 0.025678 | 0 | 0 | 0 | 0 | 0 | 0
7320 | 0.043436 | 0.008796 | 0.72688 | 0.26622 | 0.028338 | 0.058268 | 0.071787 | 0.22503 | 0.087751 | 0.04679 | 0.020913 | 0 | 0 | 0 | 0 | 0 | 0
7321 | 0.029812 | 0.008408 | 0.69556 | 0.2499 | 0.024324 | 0.055044 | 0.068871 | 0.21611 | 0.084455 | 0.052053 | 0.014611 | 0 | 0 | 0 | 0 | 0 | 0
7322 | 0.019781 | 0.007332 | 0.6766 | 0.23981 | 0.02306 | 0.048334 | 0.06136 | 0.20493 | 0.079356 | 0.053168 | 0.010991 | 0 | 0 | 0 | 0 | 0 | 0
7323 | 0.013965 | 0.00632 | 0.66685 | 0.23587 | 0.026778 | 0.043085 | 0.051836 | 0.19606 | 0.075565 | 0.051861 | 0.011251 | 0 | 0 | 0 | 0 | 0 | 0
7324 | 0.012749 | 0.005738 | 0.65693 | 0.23557 | 0.037043 | 0.039333 | 0.042807 | 0.19326 | 0.075909 | 0.055875 | 0.015167 | 0 | 0 | 0 | 0 | 0 | 0
7325 | 0.015931 | 0.005139 | 0.6519 | 0.23793 | 0.045954 | 0.037247 | 0.037284 | 0.18922 | 0.076652 | 0.059423 | 0.020723 | 0 | 0 | 0 | 0 | 0 | 0
7326 | 0.026109 | 0.004896 | 0.6766 | 0.25173 | 0.052469 | 0.040227 | 0.033904 | 0.18602 | 0.080589 | 0.070859 | 0.025247 | 0 | 0 | 0 | 0 | 0 | 0
7327 | 0.035712 | 0.005279 | 0.72037 | 0.2714 | 0.058117 | 0.050986 | 0.031151 | 0.18787 | 0.086515 | 0.079381 | 0.027825 | 0 | 0 | 0 | 0 | 0 | 0
7328 | 0.040964 | 0.005863 | 0.76565 | 0.28904 | 0.060499 | 0.064175 | 0.029035 | 0.19317 | 0.095283 | 0.094654 | 0.029131 | 0 | 0.008 | 0.001 | 0.00025 | 0 | 0
7329 | 0.040306 | 0.007022 | 0.77701 | 0.29246 | 0.060062 | 0.069817 | 0.022913 | 0.1923 | 0.098062 | 0.10117 | 0.02896 | 0.03 | 0.102 | 0.063 | 0.03075 | 0.016 | 0.014
7330 | 0.03585 | 0.009067 | 0.61691 | 0.23607 | 0.055461 | 0.059177 | 0.009342 | 0.17263 | 0.086507 | 0.088858 | 0.025369 | 0.133 | 0.237 | 0.192 | 0.12075 | 0.086 | 0.072
7331 | 0.024832 | 0.011221 | 0.47856 | 0.18435 | 0.049665 | 0.056841 | 0.004176 | 0.18774 | 0.09149 | 0.097534 | 0.023842 | 0.25 | 0.348 | 0.304 | 0.231 | 0.164 | 0.206
7332 | 0.023398 | 0.012518 | 0.6519 | 0.24136 | 0.048765 | 0.061818 | 0.003962 | 0.22116 | 0.10102 | 0.095621 | 0.025491 | 0.362 | 0.42 | 0.383 | 0.34775 | 0.26 | 0.386
7333 | 0.023241 | 0.013159 | 0.69323 | 0.2548 | 0.047944 | 0.0697 | 0.003753 | 0.23376 | 0.10465 | 0.089106 | 0.026033 | 0.429 | 0.449 | 0.433 | 0.4235 | 0.371 | 0.461
7334 | 0.024543 | 0.012107 | 0.72363 | 0.26561 | 0.048651 | 0.074957 | 0.003606 | 0.24125 | 0.10642 | 0.081283 | 0.028197 | 0.456 | 0.429 | 0.439 | 0.45825 | 0.478 | 0.46
7335 | 0.028325 | 0.010541 | 0.76565 | 0.28411 | 0.058356 | 0.072176 | 0.003519 | 0.25921 | 0.10981 | 0.074854 | 0.033015 | 0.428 | 0.358 | 0.39 | 0.436 | 0.536 | 0.39
7336 | 0.035076 | 0.010302 | 0.77044 | 0.29279 | 0.07287 | 0.069604 | 0.004624 | 0.27684 | 0.1135 | 0.068445 | 0.039114 | 0.345 | 0.24 | 0.296 | 0.3405 | 0.45 | 0.271
7337 | 0.049599 | 0.014032 | 0.77608 | 0.30792 | 0.09809 | 0.082235 | 0.012862 | 0.29682 | 0.1283 | 0.077737 | 0.056415 | 0.194 | 0.089 | 0.164 | 0.191 | 0.282 | 0.124
7338 | 0.083065 | 0.024572 | 0.79319 | 0.33843 | 0.13905 | 0.14965 | 0.036315 | 0.36599 | 0.19003 | 0.15708 | 0.087425 | 0.004 | 0 | 0.02 | 0.00725 | 0.004 | 0.001
7339 | 0.13937 | 0.043226 | 0.84437 | 0.38655 | 0.17591 | 0.24049 | 0.069699 | 0.43721 | 0.26171 | 0.24796 | 0.12119 | 0 | 0 | 0 | 0 | 0 | 0
7340 | 0.20422 | 0.066069 | 0.82792 | 0.40789 | 0.19154 | 0.26271 | 0.096189 | 0.44795 | 0.27152 | 0.22892 | 0.1465 | 0 | 0 | 0 | 0 | 0 | 0
7341 | 0.23539 | 0.087781 | 0.74474 | 0.38603 | 0.17797 | 0.24525 | 0.10839 | 0.43505 | 0.24923 | 0.165 | 0.15163 | 0 | 0 | 0 | 0 | 0 | 0
7342 | 0.22528 | 0.10219 | 0.71374 | 0.36388 | 0.15261 | 0.19631 | 0.10584 | 0.42419 | 0.21863 | 0.11364 | 0.14037 | 0 | 0 | 0 | 0 | 0 | 0
7343 | 0.17316 | 0.10665 | 0.70701 | 0.34014 | 0.14025 | 0.16465 | 0.095243 | 0.41838 | 0.2014 | 0.10044 | 0.12213 | 0 | 0 | 0 | 0 | 0 | 0
7344 | 0.13083 | 0.10275 | 0.69323 | 0.31415 | 0.1184 | 0.1487 | 0.086513 | 0.40877 | 0.18633 | 0.085876 | 0.10198 | 0 | 0 | 0 | 0 | 0 | 0
7345 | 0.13594 | 0.089545 | 0.66685 | 0.29897 | 0.094114 | 0.14879 | 0.080482 | 0.39996 | 0.178 | 0.082319 | 0.080919 | 0 | 0 | 0 | 0 | 0 | 0
7346 | 0.15994 | 0.070284 | 0.65818 | 0.30056 | 0.083574 | 0.14877 | 0.074906 | 0.39584 | 0.17488 | 0.089625 | 0.065306 | 0 | 0 | 0 | 0 | 0 | 0
7347 | 0.14636 | 0.051393 | 0.62616 | 0.29158 | 0.10222 | 0.14785 | 0.069701 | 0.38015 | 0.17131 | 0.09757 | 0.059678 | 0 | 0 | 0 | 0 | 0 | 0
7348 | 0.14837 | 0.037081 | 0.63658 | 0.30215 | 0.12152 | 0.14474 | 0.06249 | 0.35846 | 0.1627 | 0.089037 | 0.05857 | 0 | 0 | 0 | 0 | 0 | 0
7349 | 0.17261 | 0.033474 | 0.68021 | 0.32238 | 0.11431 | 0.15399 | 0.053207 | 0.34745 | 0.15744 | 0.071418 | 0.056901 | 0 | 0 | 0 | 0 | 0 | 0
7350 | 0.18619 | 0.035475 | 0.64429 | 0.31202 | 0.10558 | 0.17266 | 0.04553 | 0.33232 | 0.15523 | 0.058757 | 0.057163 | 0 | 0 | 0 | 0 | 0 | 0
7351 | 0.19204 | 0.035127 | 0.61292 | 0.30617 | 0.11355 | 0.1958 | 0.042634 | 0.32066 | 0.16011 | 0.06291 | 0.061058 | 0 | 0 | 0 | 0 | 0 | 0
7352 | 0.22113 | 0.031246 | 0.62616 | 0.32713 | 0.13411 | 0.21924 | 0.044521 | 0.31117 | 0.16717 | 0.066676 | 0.071567 | 0 | 0.006 | 0 | 0 | 0 | 0
7353 | 0.25094 | 0.031399 | 0.60756 | 0.33915 | 0.15896 | 0.21945 | 0.03703 | 0.29553 | 0.16282 | 0.056012 | 0.080276 | 0.038 | 0.089 | 0.017 | 0.0235 | 0.021 | 0.018
7354 | 0.23544 | 0.037605 | 0.47564 | 0.29156 | 0.16359 | 0.15809 | 0.016583 | 0.26429 | 0.13262 | 0.03284 | 0.075275 | 0.178 | 0.239 | 0.085 | 0.12825 | 0.101 | 0.149
7355 | 0.20791 | 0.038607 | 0.37967 | 0.24295 | 0.14128 | 0.13764 | 0.009504 | 0.24547 | 0.11687 | 0.020117 | 0.064255 | 0.312 | 0.379 | 0.166 | 0.2545 | 0.208 | 0.332
7356 | 0.22826 | 0.032157 | 0.54082 | 0.29544 | 0.11723 | 0.143 | 0.007886 | 0.27454 | 0.12282 | 0.012318 | 0.061419 | 0.394 | 0.464 | 0.237 | 0.3415 | 0.292 | 0.443
7357 | 0.1812 | 0.021481 | 0.64173 | 0.31124 | 0.11079 | 0.11684 | 0.004496 | 0.29423 | 0.11951 | 0.004717 | 0.062264 | 0.424 | 0.488 | 0.272 | 0.36575 | 0.296 | 0.471
7358 | 0.13846 | 0.009588 | 0.69089 | 0.30771 | 0.093793 | 0.095037 | 0.002396 | 0.3022 | 0.11235 | 0.003261 | 0.048918 | 0.411 | 0.461 | 0.269 | 0.37 | 0.354 | 0.446
7359 | 0.11663 | 0.002247 | 0.64044 | 0.27715 | 0.074371 | 0.084024 | 0.001877 | 0.29895 | 0.10545 | 0.003174 | 0.035663 | 0.365 | 0.383 | 0.237 | 0.3415 | 0.405 | 0.359
7360 | 0.13288 | 0.000623 | 0.50625 | 0.23337 | 0.060977 | 0.080934 | 0.002103 | 0.28541 | 0.10134 | 0.011849 | 0.027185 | 0.27 | 0.257 | 0.177 | 0.23875 | 0.282 | 0.226
7361 | 0.19404 | 0.001726 | 0.48148 | 0.24748 | 0.066935 | 0.11561 | 0.004237 | 0.26802 | 0.11462 | 0.038725 | 0.036139 | 0.111 | 0.08 | 0.088 | 0.09525 | 0.098 | 0.084
7362 | 0.26846 | 0.007337 | 0.55928 | 0.30566 | 0.089238 | 0.19818 | 0.010242 | 0.3104 | 0.16035 | 0.073083 | 0.059749 | 0.001 | 0 | 0.008 | 0.00225 | 0 | 0
7363 | 0.31227 | 0.014559 | 0.55645 | 0.33383 | 0.13276 | 0.25793 | 0.018231 | 0.35234 | 0.19526 | 0.0786 | 0.092192 | 0 | 0 | 0 | 0 | 0 | 0
7364 | 0.3147 | 0.019412 | 0.53796 | 0.34505 | 0.18248 | 0.28884 | 0.026029 | 0.36227 | 0.21321 | 0.076627 | 0.12509 | 0 | 0 | 0 | 0 | 0 | 0
7365 | 0.31208 | 0.023542 | 0.55079 | 0.36373 | 0.22832 | 0.31855 | 0.034002 | 0.36318 | 0.22986 | 0.081303 | 0.15639 | 0 | 0 | 0 | 0 | 0 | 0
7366 | 0.31626 | 0.031074 | 0.50915 | 0.3663 | 0.2735 | 0.32467 | 0.041607 | 0.3675 | 0.24355 | 0.099433 | 0.18258 | 0 | 0 | 0 | 0 | 0 | 0
7367 | 0.2707 | 0.040345 | 0.49607 | 0.35513 | 0.29861 | 0.33658 | 0.049575 | 0.36085 | 0.26143 | 0.15488 | 0.19342 | 0 | 0 | 0 | 0 | 0 | 0
7368 | 0.22138 | 0.048836 | 0.58164 | 0.36314 | 0.28638 | 0.35628 | 0.058839 | 0.34832 | 0.27948 | 0.21799 | 0.19532 | 0 | 0 | 0 | 0 | 0 | 0
7369 | 0.21094 | 0.053325 | 0.63787 | 0.36776 | 0.25447 | 0.37238 | 0.067674 | 0.33278 | 0.28939 | 0.2584 | 0.19399 | 0 | 0 | 0 | 0 | 0 | 0
7370 | 0.20103 | 0.051698 | 0.67539 | 0.37055 | 0.23523 | 0.3679 | 0.074522 | 0.3265 | 0.30949 | 0.3562 | 0.18735 | 0 | 0 | 0 | 0 | 0 | 0
7371 | 0.17898 | 0.046361 | 0.69787 | 0.3669 | 0.22386 | 0.35218 | 0.079442 | 0.32713 | 0.31668 | 0.41068 | 0.17672 | 0 | 0 | 0 | 0 | 0 | 0
7372 | 0.15172 | 0.040324 | 0.70701 | 0.35554 | 0.20789 | 0.33856 | 0.082857 | 0.33272 | 0.30332 | 0.37692 | 0.16506 | 0 | 0 | 0 | 0 | 0 | 0
7373 | 0.14683 | 0.032038 | 0.68261 | 0.34212 | 0.19693 | 0.34609 | 0.08393 | 0.33928 | 0.29034 | 0.31353 | 0.16245 | 0 | 0 | 0 | 0 | 0 | 0
7374 | 0.14977 | 0.028114 | 0.64429 | 0.33368 | 0.20697 | 0.3426 | 0.08359 | 0.34268 | 0.283 | 0.272 | 0.17474 | 0 | 0 | 0 | 0 | 0 | 0
7375 | 0.19224 | 0.034822 | 0.60352 | 0.34286 | 0.23281 | 0.35657 | 0.082422 | 0.3416 | 0.28853 | 0.2647 | 0.19126 | 0 | 0 | 0 | 0 | 0 | 0
7376 | 0.25046 | 0.048804 | 0.55928 | 0.35449 | 0.25372 | 0.39033 | 0.083497 | 0.34537 | 0.30275 | 0.27163 | 0.20366 | 0 | 0.001 | 0 | 0 | 0 | 0
7377 | 0.31771 | 0.063354 | 0.52216 | 0.36541 | 0.25636 | 0.4126 | 0.076671 | 0.33504 | 0.30642 | 0.27185 | 0.2062 | 0.014 | 0.048 | 0.033 | 0.02175 | 0.015 | 0.025
7378 | 0.33061 | 0.072462 | 0.41573 | 0.3247 | 0.22778 | 0.385 | 0.047893 | 0.28875 | 0.27451 | 0.2563 | 0.16797 | 0.077 | 0.146 | 0.134 | 0.0995 | 0.081 | 0.106
7379 | 0.31278 | 0.07695 | 0.35559 | 0.28802 | 0.1957 | 0.39054 | 0.031292 | 0.27042 | 0.25748 | 0.22151 | 0.14747 | 0.154 | 0.26 | 0.242 | 0.2045 | 0.204 | 0.218
7380 | 0.27965 | 0.079654 | 0.44782 | 0.31074 | 0.20474 | 0.42503 | 0.034542 | 0.31089 | 0.29351 | 0.2683 | 0.16981 | 0.197 | 0.337 | 0.335 | 0.2795 | 0.294 | 0.292
7381 | 0.25839 | 0.080169 | 0.55787 | 0.35748 | 0.25619 | 0.44296 | 0.037459 | 0.33215 | 0.32712 | 0.33193 | 0.20145 | 0.227 | 0.357 | 0.378 | 0.309 | 0.339 | 0.292
7382 | 0.25766 | 0.082046 | 0.63138 | 0.39 | 0.28097 | 0.44927 | 0.037512 | 0.32364 | 0.34765 | 0.40787 | 0.20981 | 0.317 | 0.331 | 0.363 | 0.3175 | 0.362 | 0.228
7383 | 0.27812 | 0.088111 | 0.63138 | 0.40248 | 0.29793 | 0.42376 | 0.034162 | 0.28958 | 0.3267 | 0.38634 | 0.20711 | 0.304 | 0.246 | 0.3 | 0.2765 | 0.361 | 0.141
7384 | 0.29545 | 0.10015 | 0.49316 | 0.3618 | 0.29679 | 0.31282 | 0.032903 | 0.20666 | 0.24471 | 0.26194 | 0.19742 | 0.177 | 0.131 | 0.206 | 0.1835 | 0.274 | 0.077
7385 | 0.32878 | 0.12433 | 0.32245 | 0.31704 | 0.29991 | 0.28278 | 0.053008 | 0.15368 | 0.22144 | 0.23577 | 0.21352 | 0.044 | 0.027 | 0.098 | 0.05975 | 0.072 | 0.025
7386 | 0.33971 | 0.15825 | 0.32245 | 0.33781 | 0.35126 | 0.32233 | 0.090024 | 0.16361 | 0.25966 | 0.29131 | 0.2614 | 0 | 0 | 0.012 | 0.003 | 0 | 0
7387 | 0.31992 | 0.18694 | 0.40702 | 0.37202 | 0.38911 | 0.32126 | 0.11884 | 0.18163 | 0.27164 | 0.29385 | 0.28982 | 0 | 0 | 0 | 0 | 0 | 0
7388 | 0.29852 | 0.20629 | 0.55645 | 0.41913 | 0.40241 | 0.2959 | 0.13281 | 0.19623 | 0.26048 | 0.26592 | 0.28389 | 0 | 0 | 0 | 0 | 0 | 0
7389 | 0.28743 | 0.2072 | 0.6519 | 0.44083 | 0.38317 | 0.27296 | 0.13579 | 0.20852 | 0.2459 | 0.23195 | 0.27018 | 0 | 0 | 0 | 0 | 0 | 0
7390 | 0.28588 | 0.20223 | 0.63528 | 0.43257 | 0.37654 | 0.26292 | 0.13051 | 0.21704 | 0.23 | 0.18676 | 0.25328 | 0 | 0 | 0 | 0 | 0 | 0
7391 | 0.28985 | 0.19275 | 0.62352 | 0.4227 | 0.35472 | 0.26439 | 0.12233 | 0.21789 | 0.22141 | 0.16059 | 0.24278 | 0 | 0 | 0 | 0 | 0 | 0
7392 | 0.29153 | 0.18256 | 0.62484 | 0.41961 | 0.34247 | 0.26023 | 0.11511 | 0.21661 | 0.21429 | 0.13756 | 0.24277 | 0 | 0 | 0 | 0 | 0 | 0
7393 | 0.30007 | 0.19067 | 0.65568 | 0.42925 | 0.33201 | 0.24936 | 0.10848 | 0.2163 | 0.20558 | 0.11554 | 0.24113 | 0 | 0 | 0 | 0 | 0 | 0
7394 | 0.2771 | 0.20414 | 0.66315 | 0.42167 | 0.32475 | 0.24152 | 0.10213 | 0.21512 | 0.19826 | 0.092144 | 0.24426 | 0 | 0 | 0 | 0 | 0 | 0
7395 | 0.26615 | 0.21594 | 0.6519 | 0.41437 | 0.32505 | 0.24406 | 0.096596 | 0.21006 | 0.19256 | 0.073745 | 0.24237 | 0 | 0 | 0 | 0 | 0 | 0
7396 | 0.26226 | 0.22957 | 0.64044 | 0.41042 | 0.32855 | 0.25518 | 0.092242 | 0.20739 | 0.19378 | 0.071395 | 0.24117 | 0 | 0 | 0 | 0 | 0 | 0
7397 | 0.26227 | 0.2272 | 0.66439 | 0.4197 | 0.33243 | 0.26563 | 0.089143 | 0.21785 | 0.20006 | 0.081799 | 0.23495 | 0 | 0 | 0 | 0 | 0 | 0
7398 | 0.25055 | 0.21457 | 0.62616 | 0.39794 | 0.3171 | 0.27335 | 0.087766 | 0.23105 | 0.20695 | 0.097138 | 0.22625 | 0 | 0 | 0 | 0 | 0 | 0
7399 | 0.24446 | 0.20514 | 0.61292 | 0.38653 | 0.30221 | 0.27747 | 0.090287 | 0.24793 | 0.21451 | 0.11292 | 0.21974 | 0 | 0 | 0 | 0 | 0 | 0
7400 | 0.24849 | 0.20133 | 0.58303 | 0.37782 | 0.30193 | 0.27697 | 0.093725 | 0.26026 | 0.22098 | 0.13079 | 0.2159 | 0 | 0.001 | 0 | 0 | 0 | 0
7401 | 0.26997 | 0.19534 | 0.58854 | 0.38572 | 0.29867 | 0.26708 | 0.085158 | 0.26273 | 0.21902 | 0.13806 | 0.20822 | 0.017 | 0.063 | 0.05 | 0.03075 | 0.032 | 0.024
7402 | 0.30397 | 0.18558 | 0.49752 | 0.35759 | 0.27128 | 0.21898 | 0.04548 | 0.21665 | 0.17965 | 0.10502 | 0.17794 | 0.1 | 0.18 | 0.179 | 0.13875 | 0.144 | 0.132
7403 | 0.35037 | 0.18885 | 0.39258 | 0.32869 | 0.24311 | 0.23141 | 0.023403 | 0.1877 | 0.16651 | 0.09416 | 0.15277 | 0.211 | 0.311 | 0.313 | 0.26075 | 0.301 | 0.218
7404 | 0.4112 | 0.18271 | 0.44051 | 0.36514 | 0.2437 | 0.25727 | 0.023696 | 0.22049 | 0.1903 | 0.12874 | 0.15473 | 0.31 | 0.393 | 0.394 | 0.342 | 0.433 | 0.231
7405 | 0.39005 | 0.18643 | 0.54368 | 0.40321 | 0.27592 | 0.28786 | 0.031433 | 0.2578 | 0.21998 | 0.15509 | 0.17919 | 0.371 | 0.419 | 0.415 | 0.37775 | 0.505 | 0.22
7406 | 0.38646 | 0.18754 | 0.65568 | 0.44237 | 0.28496 | 0.30862 | 0.032932 | 0.27281 | 0.23497 | 0.17423 | 0.18422 | 0.365 | 0.391 | 0.38 | 0.36375 | 0.528 | 0.182
7407 | 0.39825 | 0.17913 | 0.64938 | 0.45166 | 0.30735 | 0.29631 | 0.031561 | 0.26328 | 0.23033 | 0.17764 | 0.18409 | 0.279 | 0.312 | 0.298 | 0.2975 | 0.486 | 0.127
7408 | 0.41317 | 0.17732 | 0.66191 | 0.47271 | 0.34305 | 0.26284 | 0.030278 | 0.25766 | 0.2169 | 0.14951 | 0.19759 | 0.149 | 0.193 | 0.193 | 0.1985 | 0.376 | 0.076
7409 | 0.45641 | 0.19188 | 0.75486 | 0.53614 | 0.39714 | 0.31053 | 0.043377 | 0.28035 | 0.24582 | 0.13902 | 0.25338 | 0.033 | 0.053 | 0.089 | 0.0805 | 0.178 | 0.022
7410 | 0.49456 | 0.22786 | 0.88207 | 0.61258 | 0.4611 | 0.4087 | 0.075184 | 0.31923 | 0.32052 | 0.22863 | 0.32552 | 0 | 0 | 0.006 | 0.0015 | 0 | 0
7411 | 0.47826 | 0.26722 | 0.8766 | 0.62908 | 0.53239 | 0.42932 | 0.11242 | 0.35293 | 0.36425 | 0.30823 | 0.36653 | 0 | 0 | 0 | 0 | 0 | 0
7412 | 0.41519 | 0.30756 | 0.83881 | 0.56475 | 0.44025 | 0.40129 | 0.14192 | 0.37112 | 0.35247 | 0.33446 | 0.303 | 0 | 0 | 0 | 0 | 0 | 0
7413 | 0.40164 | 0.32826 | 0.8092 | 0.5418 | 0.41455 | 0.38104 | 0.16441 | 0.37087 | 0.33851 | 0.33373 | 0.26842 | 0 | 0 | 0 | 0 | 0 | 0
7414 | 0.49389 | 0.34046 | 0.76469 | 0.53241 | 0.33865 | 0.40883 | 0.17968 | 0.36872 | 0.34491 | 0.33496 | 0.26712 | 0 | 0 | 0 | 0 | 0 | 0
7415 | 0.54733 | 0.34039 | 0.68261 | 0.51756 | 0.32275 | 0.44447 | 0.18067 | 0.37067 | 0.3596 | 0.32855 | 0.29472 | 0 | 0 | 0 | 0 | 0 | 0
7416 | 0.6337 | 0.30619 | 0.68261 | 0.58061 | 0.42552 | 0.43192 | 0.17198 | 0.37477 | 0.36779 | 0.32295 | 0.34154 | 0 | 0 | 0 | 0 | 0 | 0
7417 | 0.73796 | 0.29122 | 0.59265 | 0.61839 | 0.52456 | 0.4594 | 0.16386 | 0.3576 | 0.36876 | 0.28686 | 0.37118 | 0 | 0 | 0 | 0 | 0 | 0
7418 | 0.6929 | 0.24311 | 0.52936 | 0.59903 | 0.57483 | 0.47552 | 0.15629 | 0.34021 | 0.36045 | 0.25791 | 0.36815 | 0 | 0 | 0 | 0 | 0 | 0
7419 | 0.61727 | 0.18448 | 0.56069 | 0.60259 | 0.62982 | 0.49144 | 0.15418 | 0.30336 | 0.36362 | 0.2731 | 0.38659 | 0 | 0 | 0 | 0 | 0 | 0
7420 | 0.50914 | 0.15515 | 0.60487 | 0.58674 | 0.64622 | 0.44469 | 0.15841 | 0.27257 | 0.34463 | 0.27537 | 0.38589 | 0 | 0 | 0 | 0 | 0 | 0
7421 | 0.50481 | 0.16379 | 0.66067 | 0.57462 | 0.55839 | 0.39015 | 0.16457 | 0.26828 | 0.32896 | 0.27463 | 0.38277 | 0 | 0 | 0 | 0 | 0 | 0
7422 | 0.53134 | 0.19205 | 0.66562 | 0.56973 | 0.51222 | 0.38534 | 0.18079 | 0.27883 | 0.3368 | 0.30909 | 0.37392 | 0 | 0 | 0 | 0 | 0 | 0
7423 | 0.50675 | 0.22102 | 0.69439 | 0.56494 | 0.49367 | 0.38114 | 0.19769 | 0.28624 | 0.34147 | 0.32719 | 0.37132 | 0 | 0 | 0 | 0 | 0 | 0
7424 | 0.48642 | 0.2515 | 0.72255 | 0.55973 | 0.47023 | 0.36654 | 0.213 | 0.29138 | 0.33612 | 0.32229 | 0.36428 | 0 | 0 | 0 | 0 | 0 | 0
7425 | 0.51048 | 0.26788 | 0.75883 | 0.57771 | 0.46381 | 0.35603 | 0.19678 | 0.29304 | 0.32784 | 0.31217 | 0.35012 | 0.017 | 0.041 | 0.044 | 0.0225 | 0.018 | 0.011
7426 | 0.47212 | 0.28173 | 0.73749 | 0.56601 | 0.48842 | 0.30852 | 0.16001 | 0.26082 | 0.29524 | 0.28094 | 0.33067 | 0.085 | 0.126 | 0.142 | 0.09275 | 0.084 | 0.06
7427 | 0.46365 | 0.29822 | 0.73434 | 0.55267 | 0.46003 | 0.25328 | 0.1392 | 0.23429 | 0.25976 | 0.25456 | 0.29691 | 0.117 | 0.215 | 0.23 | 0.15 | 0.16 | 0.093
7428 | 0.47906 | 0.32371 | 0.71707 | 0.54422 | 0.43653 | 0.24325 | 0.14199 | 0.26199 | 0.25216 | 0.23191 | 0.2715 | 0.143 | 0.272 | 0.296 | 0.17625 | 0.16 | 0.106
7429 | 0.49234 | 0.33018 | 0.70927 | 0.53224 | 0.39513 | 0.32363 | 0.1568 | 0.31774 | 0.28652 | 0.22588 | 0.27882 | 0.213 | 0.277 | 0.318 | 0.19675 | 0.128 | 0.128
7430 | 0.47846 | 0.31811 | 0.72037 | 0.55446 | 0.46455 | 0.40488 | 0.15889 | 0.35037 | 0.33175 | 0.25912 | 0.31265 | 0.269 | 0.243 | 0.295 | 0.225 | 0.15 | 0.186
7431 | 0.53149 | 0.29408 | 0.79144 | 0.6149 | 0.52178 | 0.42605 | 0.14552 | 0.35185 | 0.35761 | 0.33385 | 0.31869 | 0.244 | 0.178 | 0.242 | 0.2255 | 0.215 | 0.201
7432 | 0.62884 | 0.27628 | 0.74882 | 0.63033 | 0.51331 | 0.40546 | 0.13671 | 0.35031 | 0.34309 | 0.30437 | 0.31223 | 0.121 | 0.1 | 0.171 | 0.1395 | 0.15 | 0.116
7433 | 0.72373 | 0.28531 | 0.68854 | 0.63554 | 0.49434 | 0.45377 | 0.17099 | 0.35725 | 0.36399 | 0.30869 | 0.33627 | 0.026 | 0.021 | 0.088 | 0.04425 | 0.037 | 0.026
7434 | 0.71307 | 0.31611 | 0.66685 | 0.64382 | 0.55154 | 0.48268 | 0.22024 | 0.37233 | 0.41371 | 0.41601 | 0.38383 | 0 | 0 | 0.008 | 0.002 | 0 | 0
7435 | 0.76652 | 0.35429 | 0.68021 | 0.6893 | 0.62117 | 0.48363 | 0.24096 | 0.37785 | 0.43747 | 0.46939 | 0.41902 | 0 | 0 | 0 | 0 | 0 | 0
7436 | 0.84202 | 0.40827 | 0.65442 | 0.71999 | 0.66352 | 0.51683 | 0.24969 | 0.37516 | 0.446 | 0.44011 | 0.45193 | 0 | 0 | 0 | 0 | 0 | 0
7437 | 0.85637 | 0.46442 | 0.64301 | 0.74768 | 0.74366 | 0.55063 | 0.25842 | 0.35762 | 0.45361 | 0.42641 | 0.47979 | 0 | 0 | 0 | 0 | 0 | 0
7438 | 0.75949 | 0.50971 | 0.61824 | 0.71574 | 0.7695 | 0.55955 | 0.26404 | 0.33306 | 0.46492 | 0.41653 | 0.55053 | 0 | 0 | 0 | 0 | 0 | 0
7439 | 0.69172 | 0.55207 | 0.52936 | 0.65449 | 0.74239 | 0.49484 | 0.28088 | 0.30632 | 0.44842 | 0.39952 | 0.59302 | 0 | 0 | 0 | 0 | 0 | 0
7440 | 0.59565 | 0.54993 | 0.55362 | 0.60823 | 0.67543 | 0.44185 | 0.30616 | 0.29447 | 0.41581 | 0.37783 | 0.54908 | 0 | 0 | 0 | 0 | 0 | 0
7441 | 0.54092 | 0.56585 | 0.47125 | 0.5348 | 0.59223 | 0.42878 | 0.31628 | 0.28563 | 0.38785 | 0.35831 | 0.47866 | 0 | 0 | 0 | 0 | 0 | 0
7442 | 0.51158 | 0.55761 | 0.38827 | 0.48115 | 0.54361 | 0.41649 | 0.31519 | 0.26241 | 0.36804 | 0.3607 | 0.43256 | 0 | 0 | 0 | 0 | 0 | 0
7443 | 0.43541 | 0.5183 | 0.36122 | 0.42588 | 0.48101 | 0.38353 | 0.30986 | 0.23676 | 0.33743 | 0.34851 | 0.38093 | 0 | 0 | 0 | 0 | 0 | 0
7444 | 0.40424 | 0.48784 | 0.41137 | 0.40315 | 0.39385 | 0.35539 | 0.31437 | 0.23352 | 0.30354 | 0.30813 | 0.31713 | 0 | 0 | 0 | 0 | 0 | 0
7445 | 0.37282 | 0.38414 | 0.5135 | 0.41469 | 0.35776 | 0.30014 | 0.30666 | 0.24679 | 0.27783 | 0.30526 | 0.25913 | 0 | 0 | 0 | 0 | 0 | 0
7446 | 0.34474 | 0.31958 | 0.54652 | 0.40019 | 0.30932 | 0.28386 | 0.27842 | 0.25921 | 0.27179 | 0.31798 | 0.22611 | 0 | 0 | 0 | 0 | 0 | 0
7447 | 0.38962 | 0.27575 | 0.63399 | 0.43297 | 0.2753 | 0.28926 | 0.25304 | 0.27621 | 0.27313 | 0.31992 | 0.20714 | 0 | 0 | 0 | 0 | 0 | 0
7448 | 0.48322 | 0.22127 | 0.63008 | 0.47169 | 0.30176 | 0.30569 | 0.23319 | 0.27983 | 0.27357 | 0.28973 | 0.21905 | 0 | 0 | 0 | 0 | 0 | 0
7449 | 0.53992 | 0.21087 | 0.61425 | 0.49801 | 0.33985 | 0.29523 | 0.20547 | 0.27132 | 0.26064 | 0.25206 | 0.22396 | 0.009 | 0.033 | 0.049 | 0.02 | 0.017 | 0.005
7450 | 0.53856 | 0.23344 | 0.54652 | 0.50395 | 0.42676 | 0.25739 | 0.14909 | 0.22041 | 0.21706 | 0.16851 | 0.22192 | 0.043 | 0.108 | 0.181 | 0.08375 | 0.083 | 0.028
7451 | 0.54834 | 0.22317 | 0.47856 | 0.50268 | 0.48113 | 0.2415 | 0.11006 | 0.19402 | 0.19433 | 0.11876 | 0.22305 | 0.08 | 0.185 | 0.301 | 0.1345 | 0.098 | 0.059
7452 | 0.55254 | 0.25564 | 0.45661 | 0.51306 | 0.53003 | 0.2553 | 0.11416 | 0.21299 | 0.2271 | 0.16926 | 0.27083 | 0.158 | 0.245 | 0.375 | 0.21075 | 0.223 | 0.087
7453 | 0.58596 | 0.34271 | 0.62616 | 0.59645 | 0.57725 | 0.29537 | 0.12843 | 0.26697 | 0.28083 | 0.23345 | 0.32753 | 0.197 | 0.253 | 0.4 | 0.234 | 0.248 | 0.091
7454 | 0.6432 | 0.49223 | 0.73854 | 0.68048 | 0.65969 | 0.34136 | 0.13808 | 0.31443 | 0.3194 | 0.25059 | 0.3712 | 0.135 | 0.211 | 0.38 | 0.202 | 0.22 | 0.073
7455 | 0.73246 | 0.69484 | 0.75586 | 0.74351 | 0.74222 | 0.42066 | 0.15371 | 0.33119 | 0.37012 | 0.25628 | 0.47235 | 0.099 | 0.134 | 0.321 | 0.15775 | 0.16 | 0.051
7456 | 0.87921 | 0.82941 | 0.70475 | 0.80198 | 0.82199 | 0.48574 | 0.20473 | 0.32272 | 0.41504 | 0.24799 | 0.6037 | 0.053 | 0.06 | 0.226 | 0.09775 | 0.083 | 0.029
7457 | 0.90381 | 0.89072 | 0.52361 | 0.78416 | 0.92507 | 0.56337 | 0.29296 | 0.33038 | 0.48205 | 0.28952 | 0.74491 | 0.015 | 0.012 | 0.115 | 0.03675 | 0.013 | 0.004
7458 | 0.91021 | 0.90564 | 0.35559 | 0.73649 | 0.94368 | 0.6269 | 0.37043 | 0.34976 | 0.53602 | 0.37684 | 0.79058 | 0 | 0 | 0.011 | 0.00275 | 0 | 0
7459 | 0.88772 | 0.93004 | 0.28023 | 0.70609 | 0.95031 | 0.6588 | 0.44211 | 0.34046 | 0.57198 | 0.46354 | 0.82512 | 0 | 0 | 0 | 0 | 0 | 0
7460 | 0.82627 | 0.95462 | 0.16716 | 0.64352 | 0.93712 | 0.66146 | 0.49572 | 0.30226 | 0.57248 | 0.49701 | 0.82917 | 0 | 0 | 0 | 0 | 0 | 0
7461 | 0.73385 | 0.96636 | 0.094446 | 0.57553 | 0.8983 | 0.63791 | 0.54515 | 0.24964 | 0.5404 | 0.48035 | 0.79371 | 0 | 0 | 0 | 0 | 0 | 0
7462 | 0.62772 | 0.97411 | 0.061005 | 0.50853 | 0.83685 | 0.5408 | 0.59055 | 0.20436 | 0.47795 | 0.44813 | 0.71849 | 0 | 0 | 0 | 0 | 0 | 0
7463 | 0.55427 | 0.97537 | 0.037458 | 0.46063 | 0.79015 | 0.43548 | 0.62838 | 0.16801 | 0.41095 | 0.40082 | 0.6395 | 0 | 0 | 0 | 0 | 0 | 0
7464 | 0.4859 | 0.96849 | 0.013749 | 0.41266 | 0.73833 | 0.37476 | 0.64833 | 0.14085 | 0.36813 | 0.37949 | 0.5774 | 0 | 0 | 0 | 0 | 0 | 0
7465 | 0.4095 | 0.95391 | 0.012467 | 0.36657 | 0.67776 | 0.32915 | 0.66256 | 0.11437 | 0.32967 | 0.37787 | 0.49728 | 0 | 0 | 0 | 0 | 0 | 0
7466 | 0.3217 | 0.91687 | 0.093042 | 0.33251 | 0.58279 | 0.26702 | 0.66527 | 0.086659 | 0.27975 | 0.35506 | 0.41028 | 0 | 0 | 0 | 0 | 0 | 0
7467 | 0.19579 | 0.83532 | 0.24672 | 0.30841 | 0.48272 | 0.20151 | 0.63147 | 0.069014 | 0.22321 | 0.27456 | 0.34776 | 0 | 0 | 0 | 0 | 0 | 0
7468 | 0.091071 | 0.73578 | 0.3897 | 0.28529 | 0.3751 | 0.14223 | 0.56481 | 0.072276 | 0.16078 | 0.14496 | 0.28365 | 0 | 0 | 0 | 0 | 0 | 0
7469 | 0.041199 | 0.63958 | 0.48878 | 0.25067 | 0.22204 | 0.093084 | 0.49832 | 0.092678 | 0.1146 | 0.060232 | 0.21241 | 0 | 0 | 0 | 0 | 0 | 0
7470 | 0.038527 | 0.55032 | 0.55645 | 0.23299 | 0.10399 | 0.059818 | 0.44242 | 0.11975 | 0.085881 | 0.015627 | 0.14833 | 0 | 0 | 0 | 0 | 0 | 0
7471 | 0.063229 | 0.45047 | 0.5747 | 0.22521 | 0.037693 | 0.054407 | 0.38796 | 0.15581 | 0.077688 | 0.001542 | 0.09899 | 0 | 0 | 0 | 0 | 0 | 0
7472 | 0.10375 | 0.33856 | 0.58026 | 0.23877 | 0.032291 | 0.080184 | 0.33317 | 0.20299 | 0.091975 | 0.010703 | 0.074022 | 0 | 0.001 | 0 | 0 | 0 | 0
7473 | 0.16979 | 0.23193 | 0.58303 | 0.27731 | 0.079121 | 0.13981 | 0.26223 | 0.24649 | 0.13253 | 0.066337 | 0.077489 | 0.02 | 0.073 | 0.047 | 0.029 | 0.03 | 0.019
7474 | 0.2325 | 0.17293 | 0.45661 | 0.27384 | 0.13242 | 0.1495 | 0.18407 | 0.20689 | 0.13787 | 0.10867 | 0.086435 | 0.1 | 0.201 | 0.186 | 0.121 | 0.125 | 0.073
7475 | 0.26434 | 0.15931 | 0.30235 | 0.24115 | 0.15675 | 0.11868 | 0.16599 | 0.16778 | 0.11738 | 0.1033 | 0.079759 | 0.198 | 0.297 | 0.323 | 0.233 | 0.29 | 0.121
7476 | 0.27358 | 0.17169 | 0.40557 | 0.29148 | 0.19528 | 0.13307 | 0.14109 | 0.21223 | 0.14915 | 0.16073 | 0.090578 | 0.273 | 0.37 | 0.419 | 0.31925 | 0.413 | 0.172
7477 | 0.30608 | 0.18805 | 0.62877 | 0.4044 | 0.27834 | 0.20176 | 0.10874 | 0.27542 | 0.20883 | 0.21653 | 0.14159 | 0.261 | 0.38 | 0.465 | 0.33575 | 0.421 | 0.196
7478 | 0.31684 | 0.21358 | 0.74781 | 0.46465 | 0.3293 | 0.22709 | 0.082549 | 0.31342 | 0.23965 | 0.24561 | 0.17248 | 0.232 | 0.33 | 0.459 | 0.31125 | 0.365 | 0.189
7479 | 0.34093 | 0.26985 | 0.72688 | 0.4689 | 0.33889 | 0.22098 | 0.063872 | 0.32918 | 0.24801 | 0.25972 | 0.18215 | 0.168 | 0.246 | 0.404 | 0.25075 | 0.305 | 0.126
7480 | 0.3925 | 0.35594 | 0.62221 | 0.4599 | 0.36499 | 0.23524 | 0.059254 | 0.31675 | 0.248 | 0.23112 | 0.20891 | 0.106 | 0.133 | 0.305 | 0.16225 | 0.189 | 0.049
7481 | 0.46418 | 0.47272 | 0.49607 | 0.47044 | 0.45108 | 0.32941 | 0.090598 | 0.32358 | 0.30743 | 0.29347 | 0.28326 | 0.042 | 0.02 | 0.171 | 0.072 | 0.066 | 0.009
7482 | 0.52897 | 0.58162 | 0.52505 | 0.52934 | 0.53402 | 0.45366 | 0.14155 | 0.39356 | 0.4032 | 0.4068 | 0.35876 | 0 | 0 | 0.018 | 0.0045 | 0 | 0
7483 | 0.65175 | 0.65711 | 0.65818 | 0.62436 | 0.56317 | 0.51513 | 0.18384 | 0.4429 | 0.46545 | 0.49104 | 0.41271 | 0 | 0 | 0 | 0 | 0 | 0
7484 | 0.68098 | 0.70726 | 0.6766 | 0.65552 | 0.60896 | 0.56245 | 0.22733 | 0.4433 | 0.49428 | 0.52112 | 0.45025 | 0 | 0 | 0 | 0 | 0 | 0
7485 | 0.69183 | 0.73946 | 0.68971 | 0.70088 | 0.72109 | 0.5785 | 0.26977 | 0.43422 | 0.5111 | 0.51883 | 0.51284 | 0 | 0 | 0 | 0 | 0 | 0
7486 | 0.71695 | 0.76255 | 0.72255 | 0.73841 | 0.77575 | 0.56154 | 0.2999 | 0.43085 | 0.51122 | 0.4966 | 0.5559 | 0 | 0 | 0 | 0 | 0 | 0
7487 | 0.76903 | 0.78675 | 0.66191 | 0.7555 | 0.83555 | 0.57427 | 0.32798 | 0.42891 | 0.52138 | 0.47646 | 0.6059 | 0 | 0 | 0 | 0 | 0 | 0
7488 | 0.78313 | 0.82969 | 0.69556 | 0.7753 | 0.84723 | 0.60066 | 0.36033 | 0.41855 | 0.52559 | 0.45892 | 0.62423 | 0 | 0 | 0 | 0 | 0 | 0
7489 | 0.79627 | 0.84647 | 0.70361 | 0.78805 | 0.86429 | 0.54701 | 0.38934 | 0.41046 | 0.51899 | 0.46549 | 0.65301 | 0 | 0 | 0 | 0 | 0 | 0
7490 | 0.82818 | 0.8558 | 0.68617 | 0.79656 | 0.87531 | 0.53766 | 0.40494 | 0.39485 | 0.52489 | 0.45679 | 0.71024 | 0 | 0 | 0 | 0 | 0 | 0
7491 | 0.78414 | 0.84999 | 0.64173 | 0.75187 | 0.82975 | 0.5389 | 0.42236 | 0.38026 | 0.5069 | 0.40985 | 0.69859 | 0 | 0 | 0 | 0 | 0 | 0
7492 | 0.63612 | 0.77856 | 0.58164 | 0.63251 | 0.67975 | 0.54758 | 0.43004 | 0.36503 | 0.47215 | 0.39622 | 0.57978 | 0 | 0 | 0 | 0 | 0 | 0
7493 | 0.50576 | 0.67851 | 0.51783 | 0.50549 | 0.49288 | 0.52248 | 0.43222 | 0.33099 | 0.43314 | 0.44249 | 0.43661 | 0 | 0 | 0 | 0 | 0 | 0
7494 | 0.49916 | 0.64069 | 0.49752 | 0.4593 | 0.38121 | 0.4782 | 0.42876 | 0.3111 | 0.40065 | 0.48601 | 0.32729 | 0 | 0 | 0 | 0 | 0 | 0
7495 | 0.58039 | 0.69073 | 0.52792 | 0.50407 | 0.40388 | 0.47776 | 0.42872 | 0.32474 | 0.4149 | 0.53417 | 0.32292 | 0 | 0 | 0 | 0 | 0 | 0
7496 | 0.60752 | 0.72473 | 0.55362 | 0.53352 | 0.43942 | 0.4805 | 0.43613 | 0.33789 | 0.42767 | 0.53758 | 0.35473 | 0 | 0 | 0 | 0 | 0 | 0
7497 | 0.7385 | 0.75117 | 0.55645 | 0.64468 | 0.63908 | 0.46111 | 0.41675 | 0.33457 | 0.43226 | 0.52604 | 0.40733 | 0.014 | 0.046 | 0.044 | 0.02225 | 0.023 | 0.008
7498 | 0.76461 | 0.80877 | 0.48732 | 0.6506 | 0.69986 | 0.43145 | 0.41931 | 0.27303 | 0.42738 | 0.54392 | 0.46113 | 0.081 | 0.143 | 0.173 | 0.099 | 0.1 | 0.042
7499 | 0.81812 | 0.84157 | 0.41863 | 0.67779 | 0.7966 | 0.43421 | 0.45338 | 0.27428 | 0.4482 | 0.53855 | 0.54579 | 0.137 | 0.208 | 0.302 | 0.1735 | 0.145 | 0.11
7500 | 0.8667 | 0.91273 | 0.44636 | 0.7285 | 0.87244 | 0.58596 | 0.51016 | 0.35896 | 0.54863 | 0.57216 | 0.67744 | 0.231 | 0.232 | 0.393 | 0.254 | 0.269 | 0.123
7501 | 0.88219 | 0.93601 | 0.42009 | 0.72882 | 0.88417 | 0.71181 | 0.57301 | 0.4079 | 0.62639 | 0.65889 | 0.72698 | 0.268 | 0.225 | 0.414 | 0.28125 | 0.37 | 0.073
7502 | 0.885 | 0.95767 | 0.47271 | 0.75192 | 0.89804 | 0.70325 | 0.62162 | 0.43869 | 0.6519 | 0.73643 | 0.72921 | 0.133 | 0.179 | 0.392 | 0.25125 | 0.433 | 0.047
7503 | 0.86264 | 0.95787 | 0.54225 | 0.77117 | 0.90861 | 0.6384 | 0.65162 | 0.44372 | 0.62711 | 0.68583 | 0.74048 | 0.053 | 0.109 | 0.346 | 0.1515 | 0.175 | 0.032
7504 | 0.8613 | 0.96108 | 0.58164 | 0.78249 | 0.90454 | 0.57363 | 0.65978 | 0.42465 | 0.58007 | 0.58316 | 0.73885 | 0.044 | 0.052 | 0.263 | 0.0945 | 0.047 | 0.024
7505 | 0.86088 | 0.96536 | 0.59674 | 0.78737 | 0.9045 | 0.57863 | 0.66277 | 0.39087 | 0.55488 | 0.50186 | 0.74815 | 0.035 | 0.008 | 0.151 | 0.052 | 0.01 | 0.012
7506 | 0.8828 | 0.96674 | 0.60487 | 0.79362 | 0.89319 | 0.60585 | 0.6683 | 0.40285 | 0.56705 | 0.51603 | 0.74349 | 0 | 0 | 0.016 | 0.004 | 0 | 0
7507 | 0.9027 | 0.96393 | 0.65442 | 0.81578 | 0.89023 | 0.63402 | 0.67078 | 0.41289 | 0.57468 | 0.50292 | 0.74888 | 0 | 0 | 0 | 0 | 0 | 0
7508 | 0.91871 | 0.95811 | 0.66808 | 0.82752 | 0.89576 | 0.66716 | 0.67263 | 0.40631 | 0.58372 | 0.49923 | 0.76218 | 0 | 0 | 0 | 0 | 0 | 0
7509 | 0.93206 | 0.94673 | 0.67418 | 0.83721 | 0.90538 | 0.6897 | 0.67861 | 0.40112 | 0.60863 | 0.5703 | 0.77341 | 0 | 0 | 0 | 0 | 0 | 0
7510 | 0.94122 | 0.93832 | 0.67901 | 0.84521 | 0.91539 | 0.70623 | 0.68488 | 0.39992 | 0.61184 | 0.55627 | 0.78495 | 0 | 0 | 0 | 0 | 0 | 0
7511 | 0.94027 | 0.93503 | 0.64811 | 0.84137 | 0.93572 | 0.70995 | 0.68953 | 0.38267 | 0.61164 | 0.55014 | 0.8038 | 0 | 0 | 0 | 0 | 0 | 0
7512 | 0.92639 | 0.9386 | 0.60756 | 0.82665 | 0.94601 | 0.69483 | 0.69622 | 0.3677 | 0.60711 | 0.5403 | 0.82563 | 0 | 0 | 0 | 0 | 0 | 0
7513 | 0.89546 | 0.94934 | 0.5747 | 0.80257 | 0.93754 | 0.66557 | 0.69929 | 0.35828 | 0.59242 | 0.52605 | 0.81976 | 0 | 0 | 0 | 0 | 0 | 0
7514 | 0.86387 | 0.95681 | 0.52072 | 0.7673 | 0.9173 | 0.63366 | 0.70052 | 0.34713 | 0.56994 | 0.50554 | 0.79344 | 0 | 0 | 0 | 0 | 0 | 0
7515 | 0.8507 | 0.95853 | 0.47271 | 0.73678 | 0.88692 | 0.59595 | 0.70531 | 0.33183 | 0.54131 | 0.47609 | 0.76139 | 0 | 0 | 0 | 0 | 0 | 0
7516 | 0.85644 | 0.95657 | 0.43321 | 0.72059 | 0.87212 | 0.58164 | 0.71873 | 0.31098 | 0.52026 | 0.44409 | 0.74432 | 0 | 0 | 0 | 0 | 0 | 0
7517 | 0.85637 | 0.95596 | 0.44636 | 0.72513 | 0.87265 | 0.57111 | 0.73494 | 0.29676 | 0.50916 | 0.42838 | 0.74041 | 0 | 0 | 0 | 0 | 0 | 0
7518 | 0.84547 | 0.95167 | 0.46686 | 0.7284 | 0.87289 | 0.55332 | 0.74372 | 0.28298 | 0.49397 | 0.40441 | 0.7352 | 0 | 0 | 0 | 0 | 0 | 0
7519 | 0.82457 | 0.9493 | 0.45807 | 0.71567 | 0.86438 | 0.52535 | 0.73914 | 0.26856 | 0.46439 | 0.34403 | 0.71963 | 0 | 0 | 0 | 0 | 0 | 0
7520 | 0.80313 | 0.94954 | 0.44051 | 0.6965 | 0.84586 | 0.48371 | 0.73111 | 0.25497 | 0.43754 | 0.3199 | 0.69158 | 0 | 0 | 0 | 0 | 0 | 0
7521 | 0.78816 | 0.93769 | 0.39835 | 0.66953 | 0.8221 | 0.46034 | 0.71149 | 0.22967 | 0.41293 | 0.30105 | 0.66068 | 0.009 | 0.036 | 0.041 | 0.01675 | 0.012 | 0.005
7522 | 0.78584 | 0.92418 | 0.32926 | 0.64044 | 0.80621 | 0.43952 | 0.68961 | 0.19273 | 0.38815 | 0.28167 | 0.63869 | 0.077 | 0.123 | 0.163 | 0.0875 | 0.062 | 0.048
7523 | 0.7948 | 0.91234 | 0.22212 | 0.60314 | 0.79249 | 0.49916 | 0.67217 | 0.20805 | 0.42414 | 0.36951 | 0.61983 | 0.147 | 0.201 | 0.296 | 0.17825 | 0.155 | 0.115
7524 | 0.80283 | 0.90121 | 0.27387 | 0.62213 | 0.78971 | 0.52672 | 0.6599 | 0.22703 | 0.44403 | 0.39871 | 0.62365 | 0.184 | 0.247 | 0.402 | 0.2485 | 0.219 | 0.189
7525 | 0.80734 | 0.89508 | 0.31704 | 0.64388 | 0.80727 | 0.53887 | 0.65271 | 0.22046 | 0.4539 | 0.40405 | 0.65222 | 0.203 | 0.261 | 0.453 | 0.26875 | 0.194 | 0.225
7526 | 0.79576 | 0.88666 | 0.3697 | 0.65764 | 0.80746 | 0.52731 | 0.63535 | 0.20941 | 0.44368 | 0.3858 | 0.6522 | 0.213 | 0.235 | 0.451 | 0.26 | 0.185 | 0.191
7527 | 0.79575 | 0.86702 | 0.41282 | 0.66745 | 0.79376 | 0.50091 | 0.60436 | 0.19622 | 0.4181 | 0.34227 | 0.63302 | 0.192 | 0.172 | 0.398 | 0.2245 | 0.168 | 0.14
7528 | 0.79463 | 0.85154 | 0.42883 | 0.66822 | 0.78119 | 0.45 | 0.56859 | 0.17725 | 0.38343 | 0.29473 | 0.61175 | 0.133 | 0.088 | 0.298 | 0.1575 | 0.125 | 0.074
7529 | 0.77989 | 0.83316 | 0.37112 | 0.64213 | 0.77538 | 0.40244 | 0.53731 | 0.1575 | 0.3411 | 0.21284 | 0.59161 | 0.055 | 0.015 | 0.162 | 0.07125 | 0.052 | 0.016
7530 | 0.75367 | 0.81516 | 0.34721 | 0.62654 | 0.77873 | 0.40336 | 0.51459 | 0.17972 | 0.34614 | 0.21477 | 0.58671 | 0 | 0 | 0.015 | 0.00375 | 0 | 0
7531 | 0.73885 | 0.81613 | 0.33337 | 0.61694 | 0.77859 | 0.39745 | 0.48518 | 0.20087 | 0.35293 | 0.23757 | 0.57582 | 0 | 0 | 0 | 0 | 0 | 0
7532 | 0.7066 | 0.82521 | 0.29577 | 0.5912 | 0.77123 | 0.38077 | 0.46679 | 0.20626 | 0.34972 | 0.24033 | 0.57152 | 0 | 0 | 0 | 0 | 0 | 0
7533 | 0.6678 | 0.8273 | 0.26883 | 0.56811 | 0.7677 | 0.36486 | 0.45896 | 0.20201 | 0.34328 | 0.23542 | 0.57083 | 0 | 0 | 0 | 0 | 0 | 0
7534 | 0.6318 | 0.82769 | 0.24194 | 0.54392 | 0.75801 | 0.34943 | 0.45902 | 0.19133 | 0.33101 | 0.22501 | 0.55827 | 0 | 0 | 0 | 0 | 0 | 0
7535 | 0.58388 | 0.82388 | 0.22556 | 0.51666 | 0.74055 | 0.32542 | 0.45863 | 0.18035 | 0.31027 | 0.19967 | 0.53563 | 0 | 0 | 0 | 0 | 0 | 0
7536 | 0.5679 | 0.81001 | 0.23134 | 0.50528 | 0.71662 | 0.30809 | 0.44444 | 0.17194 | 0.29071 | 0.17915 | 0.50367 | 0 | 0 | 0 | 0 | 0 | 0
7537 | 0.55649 | 0.79352 | 0.25766 | 0.50448 | 0.69929 | 0.29391 | 0.42717 | 0.16873 | 0.27794 | 0.17438 | 0.47474 | 0 | 0 | 0 | 0 | 0 | 0
7538 | 0.54731 | 0.77465 | 0.28023 | 0.49845 | 0.6678 | 0.28025 | 0.41487 | 0.16726 | 0.26705 | 0.18012 | 0.44055 | 0 | 0 | 0 | 0 | 0 | 0
7539 | 0.56065 | 0.75319 | 0.30899 | 0.50274 | 0.63857 | 0.2569 | 0.40182 | 0.16588 | 0.25199 | 0.16656 | 0.4186 | 0 | 0 | 0 | 0 | 0 | 0
7540 | 0.55428 | 0.72973 | 0.34304 | 0.50334 | 0.61269 | 0.22842 | 0.37241 | 0.16287 | 0.23344 | 0.14649 | 0.39597 | 0 | 0 | 0 | 0 | 0 | 0
7541 | 0.51108 | 0.71241 | 0.36404 | 0.49736 | 0.61694 | 0.21683 | 0.36715 | 0.15445 | 0.22429 | 0.13333 | 0.39257 | 0 | 0 | 0 | 0 | 0 | 0
7542 | 0.49182 | 0.69426 | 0.39546 | 0.49737 | 0.60483 | 0.20422 | 0.36335 | 0.14305 | 0.20954 | 0.11193 | 0.37896 | 0 | 0 | 0 | 0 | 0 | 0
7543 | 0.46428 | 0.66843 | 0.42591 | 0.48997 | 0.57972 | 0.20692 | 0.35241 | 0.13324 | 0.20282 | 0.10484 | 0.36629 | 0 | 0 | 0 | 0 | 0 | 0
7544 | 0.48523 | 0.64625 | 0.45368 | 0.50058 | 0.56283 | 0.21506 | 0.34536 | 0.12732 | 0.20263 | 0.11852 | 0.3496 | 0 | 0 | 0 | 0 | 0 | 0
7545 | 0.50029 | 0.59967 | 0.47271 | 0.51266 | 0.56497 | 0.21705 | 0.32492 | 0.12101 | 0.19965 | 0.10723 | 0.35329 | 0.001 | 0.037 | 0.04 | 0.012 | 0.002 | 0.005
7546 | 0.44891 | 0.56661 | 0.423 | 0.47675 | 0.55835 | 0.21871 | 0.29647 | 0.098902 | 0.1971 | 0.11471 | 0.3561 | 0.018 | 0.119 | 0.144 | 0.054 | 0.021 | 0.033
7547 | 0.44614 | 0.58354 | 0.3697 | 0.4547 | 0.54826 | 0.23601 | 0.31101 | 0.088709 | 0.20958 | 0.14909 | 0.36451 | 0.048 | 0.197 | 0.247 | 0.10025 | 0.054 | 0.052
7548 | 0.45541 | 0.62609 | 0.35419 | 0.44486 | 0.52496 | 0.25573 | 0.3296 | 0.11024 | 0.2298 | 0.19838 | 0.35486 | 0.115 | 0.259 | 0.333 | 0.16475 | 0.142 | 0.069
7549 | 0.46293 | 0.65451 | 0.36404 | 0.4523 | 0.52994 | 0.27576 | 0.34032 | 0.13215 | 0.24515 | 0.19801 | 0.37465 | 0.201 | 0.275 | 0.387 | 0.24725 | 0.323 | 0.078
7550 | 0.51873 | 0.68036 | 0.36122 | 0.47682 | 0.55051 | 0.29651 | 0.32371 | 0.14341 | 0.25837 | 0.21648 | 0.37708 | 0.235 | 0.241 | 0.396 | 0.2905 | 0.461 | 0.07
7551 | 0.54854 | 0.71551 | 0.32653 | 0.48284 | 0.57346 | 0.28777 | 0.29369 | 0.14264 | 0.26438 | 0.24988 | 0.37722 | 0.237 | 0.184 | 0.351 | 0.2655 | 0.421 | 0.053
7552 | 0.56922 | 0.72922 | 0.27896 | 0.47226 | 0.56859 | 0.27026 | 0.27774 | 0.11939 | 0.25098 | 0.23851 | 0.37576 | 0.175 | 0.113 | 0.257 | 0.20125 | 0.342 | 0.031
7553 | 0.57469 | 0.73119 | 0.2372 | 0.4604 | 0.56932 | 0.27678 | 0.28728 | 0.10176 | 0.24815 | 0.2177 | 0.39634 | 0.066 | 0.028 | 0.135 | 0.09575 | 0.176 | 0.006
7554 | 0.53939 | 0.75186 | 0.28023 | 0.47158 | 0.59511 | 0.30409 | 0.29644 | 0.1207 | 0.27489 | 0.25443 | 0.42034 | 0 | 0 | 0.011 | 0.00275 | 0 | 0
7555 | 0.52389 | 0.77411 | 0.30766 | 0.47927 | 0.60625 | 0.3099 | 0.30294 | 0.14873 | 0.29215 | 0.27114 | 0.43884 | 0 | 0 | 0 | 0 | 0 | 0
7556 | 0.52592 | 0.78028 | 0.30367 | 0.46718 | 0.57194 | 0.316 | 0.30644 | 0.173 | 0.29319 | 0.27025 | 0.41349 | 0 | 0 | 0 | 0 | 0 | 0
7557 | 0.51748 | 0.7819 | 0.29971 | 0.46409 | 0.57509 | 0.32005 | 0.30192 | 0.18999 | 0.29875 | 0.27268 | 0.41228 | 0 | 0 | 0 | 0 | 0 | 0
7558 | 0.53314 | 0.79279 | 0.29708 | 0.47339 | 0.58996 | 0.32175 | 0.30119 | 0.1964 | 0.30478 | 0.28217 | 0.41878 | 0 | 0 | 0 | 0 | 0 | 0
7559 | 0.5561 | 0.8114 | 0.28023 | 0.48512 | 0.61903 | 0.3151 | 0.30218 | 0.19377 | 0.29904 | 0.26572 | 0.42157 | 0 | 0 | 0 | 0 | 0 | 0
7560 | 0.53759 | 0.82188 | 0.24313 | 0.46873 | 0.62547 | 0.30273 | 0.30275 | 0.18379 | 0.29357 | 0.25599 | 0.43175 | 0 | 0 | 0 | 0 | 0 | 0
7561 | 0.52091 | 0.82497 | 0.19781 | 0.44623 | 0.61997 | 0.30157 | 0.30125 | 0.17316 | 0.28654 | 0.25112 | 0.4203 | 0 | 0 | 0 | 0 | 0 | 0
7562 | 0.49194 | 0.80843 | 0.16233 | 0.43491 | 0.65044 | 0.2899 | 0.30572 | 0.15742 | 0.28737 | 0.2624 | 0.43976 | 0 | 0 | 0 | 0 | 0 | 0
7563 | 0.45467 | 0.78441 | 0.14563 | 0.40449 | 0.61318 | 0.27999 | 0.31153 | 0.14259 | 0.273 | 0.24134 | 0.4281 | 0 | 0 | 0 | 0 | 0 | 0
7564 | 0.40345 | 0.75999 | 0.14295 | 0.37603 | 0.58169 | 0.27763 | 0.30986 | 0.12822 | 0.25954 | 0.22358 | 0.40875 | 0 | 0 | 0 | 0 | 0 | 0
7565 | 0.34581 | 0.73035 | 0.15759 | 0.35277 | 0.55492 | 0.2613 | 0.31451 | 0.11327 | 0.24049 | 0.20001 | 0.38739 | 0 | 0 | 0 | 0 | 0 | 0
7566 | 0.27765 | 0.70784 | 0.18935 | 0.3118 | 0.46841 | 0.23026 | 0.32078 | 0.10298 | 0.20834 | 0.15764 | 0.34246 | 0 | 0 | 0 | 0 | 0 | 0
7567 | 0.22795 | 0.68977 | 0.22556 | 0.27303 | 0.3656 | 0.21175 | 0.32306 | 0.1018 | 0.17928 | 0.11332 | 0.29023 | 0 | 0 | 0 | 0 | 0 | 0
7568 | 0.21428 | 0.68219 | 0.26384 | 0.27016 | 0.33235 | 0.21243 | 0.32327 | 0.10887 | 0.16666 | 0.085976 | 0.25936 | 0 | 0 | 0 | 0 | 0 | 0
7569 | 0.19706 | 0.6639 | 0.33063 | 0.28365 | 0.32326 | 0.20876 | 0.30829 | 0.11628 | 0.16219 | 0.068296 | 0.25542 | 0.008 | 0.023 | 0.016 | 0.011 | 0.005 | 0.015
7570 | 0.19145 | 0.63337 | 0.35279 | 0.27331 | 0.27568 | 0.15448 | 0.27126 | 0.10006 | 0.12828 | 0.050115 | 0.20848 | 0.073 | 0.096 | 0.094 | 0.08075 | 0.045 | 0.111
7571 | 0.18769 | 0.62095 | 0.26384 | 0.2218 | 0.21389 | 0.10258 | 0.26796 | 0.074698 | 0.092826 | 0.033144 | 0.16088 | 0.179 | 0.19 | 0.21 | 0.1885 | 0.12 | 0.245
7572 | 0.18927 | 0.58719 | 0.28151 | 0.2252 | 0.20481 | 0.10747 | 0.31107 | 0.088482 | 0.10137 | 0.033703 | 0.17584 | 0.295 | 0.265 | 0.326 | 0.3005 | 0.224 | 0.357
7573 | 0.22013 | 0.54269 | 0.36404 | 0.26893 | 0.22263 | 0.12498 | 0.3178 | 0.10984 | 0.11793 | 0.048419 | 0.18849 | 0.389 | 0.309 | 0.392 | 0.37825 | 0.326 | 0.406
7574 | 0.27001 | 0.47305 | 0.42154 | 0.3079 | 0.23215 | 0.13369 | 0.28465 | 0.12403 | 0.12746 | 0.063352 | 0.18876 | 0.394 | 0.296 | 0.393 | 0.376 | 0.339 | 0.378
7575 | 0.30558 | 0.38607 | 0.42737 | 0.32031 | 0.22798 | 0.13653 | 0.22252 | 0.13063 | 0.12667 | 0.068113 | 0.17139 | 0.339 | 0.238 | 0.339 | 0.31275 | 0.287 | 0.286
7576 | 0.30113 | 0.312 | 0.3897 | 0.30021 | 0.20979 | 0.12203 | 0.16046 | 0.11812 | 0.11151 | 0.067241 | 0.13866 | 0.237 | 0.125 | 0.239 | 0.21075 | 0.227 | 0.14
7577 | 0.28854 | 0.28102 | 0.3854 | 0.3117 | 0.26118 | 0.12805 | 0.14 | 0.11476 | 0.11914 | 0.086003 | 0.14773 | 0.088 | 0.017 | 0.117 | 0.07125 | 0.049 | 0.031
7578 | 0.3033 | 0.28027 | 0.46979 | 0.37919 | 0.36449 | 0.18394 | 0.1233 | 0.15037 | 0.16152 | 0.11566 | 0.19611 | 0 | 0 | 0.009 | 0.00225 | 0 | 0
7579 | 0.34738 | 0.32414 | 0.56069 | 0.44827 | 0.43673 | 0.24504 | 0.11295 | 0.18454 | 0.20395 | 0.12595 | 0.26029 | 0 | 0 | 0 | 0 | 0 | 0
7580 | 0.40212 | 0.39915 | 0.5981 | 0.49794 | 0.49361 | 0.29428 | 0.12185 | 0.21245 | 0.23926 | 0.13549 | 0.31483 | 0 | 0 | 0 | 0 | 0 | 0
7581 | 0.44709 | 0.4697 | 0.63269 | 0.5369 | 0.53091 | 0.31152 | 0.14365 | 0.24048 | 0.26226 | 0.14995 | 0.34709 | 0 | 0 | 0 | 0 | 0 | 0
7582 | 0.50057 | 0.52049 | 0.63916 | 0.56739 | 0.56245 | 0.33258 | 0.16698 | 0.26401 | 0.27997 | 0.16084 | 0.36244 | 0 | 0 | 0 | 0 | 0 | 0
7583 | 0.51532 | 0.58611 | 0.60081 | 0.56935 | 0.59192 | 0.36157 | 0.18157 | 0.28382 | 0.29982 | 0.17497 | 0.37893 | 0 | 0 | 0 | 0 | 0 | 0
7584 | 0.55547 | 0.65085 | 0.59538 | 0.56886 | 0.55572 | 0.36698 | 0.19614 | 0.2943 | 0.30276 | 0.18552 | 0.36426 | 0 | 0 | 0 | 0 | 0 | 0
7585 | 0.57469 | 0.63802 | 0.60487 | 0.59426 | 0.60322 | 0.39445 | 0.20529 | 0.29381 | 0.31592 | 0.19388 | 0.38153 | 0 | 0 | 0 | 0 | 0 | 0
7586 | 0.60212 | 0.61226 | 0.60352 | 0.61682 | 0.64484 | 0.42964 | 0.2143 | 0.28717 | 0.33295 | 0.19346 | 0.42153 | 0 | 0 | 0 | 0 | 0 | 0
7587 | 0.62551 | 0.6603 | 0.58164 | 0.64699 | 0.73381 | 0.46151 | 0.218 | 0.2809 | 0.34913 | 0.18439 | 0.46975 | 0 | 0 | 0 | 0 | 0 | 0
7588 | 0.63662 | 0.73057 | 0.5621 | 0.66713 | 0.80267 | 0.46109 | 0.2224 | 0.26656 | 0.35442 | 0.16267 | 0.52738 | 0 | 0 | 0 | 0 | 0 | 0
7589 | 0.63945 | 0.76625 | 0.52936 | 0.65483 | 0.79569 | 0.47142 | 0.2417 | 0.25228 | 0.37023 | 0.17076 | 0.58647 | 0 | 0 | 0 | 0 | 0 | 0
7590 | 0.67797 | 0.80326 | 0.5135 | 0.66398 | 0.80047 | 0.48895 | 0.27128 | 0.24418 | 0.38786 | 0.20577 | 0.61255 | 0 | 0 | 0 | 0 | 0 | 0
7591 | 0.76257 | 0.80718 | 0.48294 | 0.67285 | 0.77304 | 0.45309 | 0.30309 | 0.23674 | 0.3782 | 0.24393 | 0.57905 | 0 | 0 | 0 | 0 | 0 | 0
7592 | 0.7571 | 0.80506 | 0.46979 | 0.66315 | 0.76257 | 0.46676 | 0.34514 | 0.23617 | 0.37252 | 0.24658 | 0.54058 | 0 | 0 | 0 | 0 | 0 | 0
7593 | 0.75133 | 0.80117 | 0.44929 | 0.65403 | 0.76146 | 0.45431 | 0.38111 | 0.24454 | 0.38176 | 0.31395 | 0.51423 | 0.002 | 0.016 | 0.017 | 0.006 | 0 | 0.005
7594 | 0.77544 | 0.81557 | 0.35 | 0.62772 | 0.75772 | 0.4039 | 0.36779 | 0.23531 | 0.37082 | 0.34325 | 0.50083 | 0.038 | 0.064 | 0.078 | 0.051 | 0.011 | 0.077
7595 | 0.8029 | 0.83008 | 0.24075 | 0.60196 | 0.76222 | 0.37118 | 0.35378 | 0.24591 | 0.36325 | 0.31556 | 0.52033 | 0.1 | 0.122 | 0.151 | 0.12625 | 0.025 | 0.229
7596 | 0.80268 | 0.84287 | 0.27896 | 0.63327 | 0.81819 | 0.42977 | 0.38316 | 0.27811 | 0.42215 | 0.34919 | 0.63155 | 0.133 | 0.172 | 0.218 | 0.179 | 0.039 | 0.326
7597 | 0.82114 | 0.85572 | 0.36545 | 0.67653 | 0.84299 | 0.4667 | 0.42149 | 0.34583 | 0.46139 | 0.38716 | 0.64586 | 0.108 | 0.196 | 0.256 | 0.15175 | 0.054 | 0.189
7598 | 0.87968 | 0.8728 | 0.51494 | 0.75208 | 0.86163 | 0.51735 | 0.44494 | 0.41542 | 0.49611 | 0.40168 | 0.65 | 0.114 | 0.16 | 0.266 | 0.14175 | 0.07 | 0.117
7599 | 0.92335 | 0.89017 | 0.61425 | 0.80616 | 0.88089 | 0.60231 | 0.44838 | 0.45797 | 0.55277 | 0.45286 | 0.69794 | 0.119 | 0.094 | 0.241 | 0.146 | 0.048 | 0.176
7600 | 0.93003 | 0.9133 | 0.62221 | 0.81376 | 0.88904 | 0.67881 | 0.45465 | 0.46652 | 0.59588 | 0.5159 | 0.7223 | 0.111 | 0.037 | 0.171 | 0.103 | 0.012 | 0.118
7601 | 0.91478 | 0.92983 | 0.58441 | 0.79602 | 0.88889 | 0.69442 | 0.47121 | 0.46997 | 0.61881 | 0.59279 | 0.71807 | 0.048 | 0.003 | 0.079 | 0.0365 | 0.005 | 0.014
7602 | 0.90206 | 0.93927 | 0.58854 | 0.79651 | 0.89895 | 0.68144 | 0.47306 | 0.47361 | 0.63977 | 0.67477 | 0.72924 | 0 | 0 | 0.004 | 0.001 | 0 | 0
7603 | 0.89284 | 0.94345 | 0.62484 | 0.80809 | 0.9066 | 0.65934 | 0.48223 | 0.45751 | 0.62502 | 0.63468 | 0.74854 | 0 | 0 | 0 | 0 | 0 | 0
7604 | 0.89478 | 0.9446 | 0.61691 | 0.80346 | 0.89868 | 0.64033 | 0.51781 | 0.43638 | 0.60799 | 0.61684 | 0.73842 | 0 | 0 | 0 | 0 | 0 | 0
7605 | 0.91097 | 0.9468 | 0.5621 | 0.78873 | 0.89313 | 0.61135 | 0.56464 | 0.41389 | 0.59594 | 0.65101 | 0.7075 | 0 | 0 | 0 | 0 | 0 | 0
7606 | 0.91896 | 0.95046 | 0.48878 | 0.77084 | 0.90477 | 0.57968 | 0.60583 | 0.39307 | 0.58728 | 0.66447 | 0.71192 | 0 | 0 | 0 | 0 | 0 | 0
7607 | 0.9029 | 0.95446 | 0.38253 | 0.73172 | 0.90974 | 0.56236 | 0.62518 | 0.3732 | 0.55227 | 0.54664 | 0.72691 | 0 | 0 | 0 | 0 | 0 | 0
7608 | 0.8784 | 0.96291 | 0.2372 | 0.67179 | 0.89977 | 0.56254 | 0.63842 | 0.35198 | 0.53793 | 0.50422 | 0.73297 | 0 | 0 | 0 | 0 | 0 | 0
7609 | 0.87599 | 0.97186 | 0.14295 | 0.63628 | 0.88989 | 0.57758 | 0.6416 | 0.3343 | 0.53315 | 0.48619 | 0.7345 | 0 | 0 | 0 | 0 | 0 | 0
7610 | 0.89271 | 0.97572 | 0.089584 | 0.62473 | 0.8919 | 0.57824 | 0.64281 | 0.31372 | 0.5118 | 0.42778 | 0.72746 | 0 | 0 | 0 | 0 | 0 | 0
7611 | 0.90237 | 0.97415 | 0.030718 | 0.6111 | 0.90021 | 0.57871 | 0.63568 | 0.28289 | 0.50973 | 0.44709 | 0.73024 | 0 | 0 | 0 | 0 | 0 | 0
7612 | 0.89521 | 0.96806 | 0.013749 | 0.60177 | 0.89633 | 0.58712 | 0.62786 | 0.25994 | 0.50991 | 0.46263 | 0.72995 | 0 | 0 | 0 | 0 | 0 | 0
7613 | 0.87563 | 0.95795 | 0.042466 | 0.60055 | 0.88356 | 0.57685 | 0.62525 | 0.24872 | 0.49719 | 0.44321 | 0.72 | 0 | 0 | 0 | 0 | 0 | 0
7614 | 0.8541 | 0.94621 | 0.098728 | 0.60724 | 0.86888 | 0.55118 | 0.62342 | 0.23704 | 0.47142 | 0.39653 | 0.70093 | 0 | 0 | 0 | 0 | 0 | 0
7615 | 0.82944 | 0.9313 | 0.16425 | 0.6143 | 0.84922 | 0.52645 | 0.62252 | 0.22871 | 0.45374 | 0.39296 | 0.66685 | 0 | 0 | 0 | 0 | 0 | 0
7616 | 0.80431 | 0.9184 | 0.23838 | 0.62511 | 0.83265 | 0.48851 | 0.61885 | 0.22139 | 0.43243 | 0.38276 | 0.63706 | 0 | 0 | 0 | 0 | 0 | 0
7617 | 0.77812 | 0.91417 | 0.29839 | 0.6327 | 0.82158 | 0.43726 | 0.61215 | 0.21459 | 0.42174 | 0.41525 | 0.61986 | 0.001 | 0.026 | 0.022 | 0.0065 | 0.001 | 0.002
7618 | 0.74185 | 0.91096 | 0.34443 | 0.63141 | 0.80796 | 0.3883 | 0.59782 | 0.20581 | 0.39048 | 0.37549 | 0.59233 | 0.017 | 0.103 | 0.105 | 0.0415 | 0.017 | 0.027
7619 | 0.67195 | 0.90985 | 0.34443 | 0.60396 | 0.79551 | 0.32771 | 0.62995 | 0.20689 | 0.37557 | 0.39658 | 0.57108 | 0.042 | 0.192 | 0.238 | 0.09525 | 0.039 | 0.062
7620 | 0.63054 | 0.90738 | 0.46686 | 0.63033 | 0.7936 | 0.30891 | 0.65967 | 0.22925 | 0.3696 | 0.37256 | 0.56768 | 0.065 | 0.232 | 0.356 | 0.14775 | 0.071 | 0.099
7621 | 0.60195 | 0.90625 | 0.58441 | 0.66487 | 0.80825 | 0.34991 | 0.67455 | 0.27346 | 0.40136 | 0.3836 | 0.59847 | 0.083 | 0.228 | 0.408 | 0.179 | 0.113 | 0.112
7622 | 0.56456 | 0.908 | 0.6519 | 0.67436 | 0.80662 | 0.34231 | 0.6593 | 0.30838 | 0.40988 | 0.39502 | 0.59379 | 0.053 | 0.183 | 0.399 | 0.16525 | 0.106 | 0.103
7623 | 0.5717 | 0.89986 | 0.68736 | 0.67475 | 0.76519 | 0.32505 | 0.6175 | 0.32362 | 0.39336 | 0.38004 | 0.54474 | 0.035 | 0.117 | 0.33 | 0.13025 | 0.077 | 0.079
7624 | 0.643 | 0.88194 | 0.70361 | 0.67617 | 0.6819 | 0.35986 | 0.55887 | 0.33109 | 0.38281 | 0.37882 | 0.46147 | 0.033 | 0.049 | 0.231 | 0.08875 | 0.063 | 0.028
7625 | 0.7066 | 0.85574 | 0.67901 | 0.66192 | 0.60016 | 0.44974 | 0.51238 | 0.34687 | 0.39921 | 0.40355 | 0.39669 | 0.012 | 0.006 | 0.112 | 0.039 | 0.03 | 0.002
7626 | 0.74958 | 0.82158 | 0.67053 | 0.66267 | 0.56789 | 0.53906 | 0.47643 | 0.40557 | 0.43706 | 0.43116 | 0.37245 | 0 | 0 | 0.007 | 0.00175 | 0 | 0
7627 | 0.81469 | 0.76503 | 0.71374 | 0.69992 | 0.57133 | 0.61397 | 0.44065 | 0.45082 | 0.4766 | 0.45746 | 0.38415 | 0 | 0 | 0 | 0 | 0 | 0
7628 | 0.88947 | 0.69821 | 0.73116 | 0.74499 | 0.61435 | 0.67571 | 0.40843 | 0.48452 | 0.52506 | 0.51396 | 0.42606 | 0 | 0 | 0 | 0 | 0 | 0
7629 | 0.95119 | 0.62056 | 0.71707 | 0.78261 | 0.67956 | 0.74064 | 0.37496 | 0.50699 | 0.57946 | 0.57305 | 0.49716 | 0 | 0 | 0 | 0 | 0 | 0
7630 | 0.97121 | 0.51545 | 0.71263 | 0.80897 | 0.74308 | 0.81456 | 0.34834 | 0.52268 | 0.62992 | 0.62235 | 0.56008 | 0 | 0 | 0 | 0 | 0 | 0
7631 | 0.95901 | 0.40931 | 0.73434 | 0.84083 | 0.82915 | 0.86054 | 0.35194 | 0.52987 | 0.6804 | 0.72073 | 0.61046 | 0 | 0 | 0 | 0 | 0 | 0
7632 | 0.95497 | 0.31412 | 0.74679 | 0.86501 | 0.89327 | 0.85448 | 0.3674 | 0.53799 | 0.72774 | 0.83501 | 0.68349 | 0 | 0 | 0 | 0 | 0 | 0
7633 | 0.96176 | 0.23012 | 0.75186 | 0.88107 | 0.92959 | 0.84113 | 0.36565 | 0.53484 | 0.73756 | 0.8326 | 0.74166 | 0 | 0 | 0 | 0 | 0 | 0
7634 | 0.96897 | 0.16213 | 0.74781 | 0.88584 | 0.94075 | 0.83726 | 0.36577 | 0.5328 | 0.73898 | 0.81027 | 0.7756 | 0 | 0 | 0 | 0 | 0 | 0
7635 | 0.97584 | 0.12689 | 0.74269 | 0.88715 | 0.94293 | 0.84237 | 0.38778 | 0.52977 | 0.74754 | 0.79976 | 0.81825 | 0 | 0 | 0 | 0 | 0 | 0
7636 | 0.97798 | 0.11038 | 0.73328 | 0.88769 | 0.95181 | 0.85062 | 0.41945 | 0.52468 | 0.75295 | 0.7978 | 0.83872 | 0 | 0 | 0 | 0 | 0 | 0
7637 | 0.97607 | 0.10262 | 0.72255 | 0.88911 | 0.96872 | 0.86367 | 0.43688 | 0.5226 | 0.7634 | 0.80641 | 0.86091 | 0 | 0 | 0 | 0 | 0 | 0
7638 | 0.97489 | 0.12259 | 0.70927 | 0.88528 | 0.9717 | 0.87256 | 0.46051 | 0.52131 | 0.77976 | 0.82984 | 0.89532 | 0 | 0 | 0 | 0 | 0 | 0
7639 | 0.97409 | 0.18102 | 0.69556 | 0.87975 | 0.96962 | 0.87253 | 0.50785 | 0.51651 | 0.7836 | 0.84299 | 0.90238 | 0 | 0 | 0 | 0 | 0 | 0
7640 | 0.97265 | 0.23871 | 0.6838 | 0.87417 | 0.96608 | 0.87377 | 0.54761 | 0.50708 | 0.78285 | 0.84565 | 0.90492 | 0 | 0 | 0 | 0 | 0 | 0
7641 | 0.97159 | 0.24491 | 0.67901 | 0.87145 | 0.96375 | 0.87357 | 0.5793 | 0.49266 | 0.77645 | 0.83806 | 0.90151 | 0 | 0.011 | 0.031 | 0.00775 | 0 | 0
7642 | 0.9715 | 0.25031 | 0.59401 | 0.84436 | 0.96758 | 0.87352 | 0.60651 | 0.45207 | 0.76769 | 0.84464 | 0.90054 | 0.017 | 0.035 | 0.155 | 0.047 | 0.008 | 0.008
7643 | 0.97055 | 0.27903 | 0.49607 | 0.81265 | 0.97132 | 0.87465 | 0.63161 | 0.43958 | 0.76593 | 0.84414 | 0.90534 | 0.059 | 0.054 | 0.301 | 0.10475 | 0.026 | 0.033
7644 | 0.96711 | 0.3276 | 0.6089 | 0.84942 | 0.97224 | 0.88197 | 0.64706 | 0.47658 | 0.77615 | 0.83543 | 0.91062 | 0.112 | 0.072 | 0.41 | 0.158 | 0.048 | 0.062
7645 | 0.95985 | 0.3665 | 0.66931 | 0.86659 | 0.9706 | 0.88242 | 0.65928 | 0.48103 | 0.77448 | 0.82146 | 0.91302 | 0.166 | 0.078 | 0.466 | 0.1985 | 0.07 | 0.092
7646 | 0.9432 | 0.37895 | 0.70475 | 0.87034 | 0.96306 | 0.8807 | 0.67229 | 0.4718 | 0.76712 | 0.81041 | 0.90556 | 0.191 | 0.073 | 0.466 | 0.21525 | 0.096 | 0.108
7647 | 0.92841 | 0.38454 | 0.71707 | 0.86492 | 0.9493 | 0.86752 | 0.67495 | 0.45544 | 0.75197 | 0.79807 | 0.88687 | 0.181 | 0.06 | 0.413 | 0.19675 | 0.091 | 0.102
7648 | 0.91217 | 0.35837 | 0.70701 | 0.84942 | 0.92908 | 0.84505 | 0.66782 | 0.42096 | 0.73271 | 0.8101 | 0.85474 | 0.137 | 0.037 | 0.311 | 0.14175 | 0.066 | 0.053
7649 | 0.89508 | 0.27779 | 0.65317 | 0.81873 | 0.90793 | 0.80977 | 0.63709 | 0.38348 | 0.70619 | 0.81703 | 0.81447 | 0.045 | 0.006 | 0.166 | 0.05975 | 0.021 | 0.007
7650 | 0.87319 | 0.20486 | 0.63008 | 0.79489 | 0.8814 | 0.75983 | 0.58718 | 0.38894 | 0.67117 | 0.7701 | 0.76581 | 0 | 0 | 0.008 | 0.002 | 0 | 0
7651 | 0.85369 | 0.18809 | 0.63008 | 0.77764 | 0.84917 | 0.69048 | 0.53321 | 0.39123 | 0.62067 | 0.6874 | 0.71356 | 0 | 0 | 0 | 0 | 0 | 0
7652 | 0.84367 | 0.21024 | 0.62352 | 0.76674 | 0.83301 | 0.63605 | 0.48283 | 0.38122 | 0.57908 | 0.62324 | 0.67579 | 0 | 0 | 0 | 0 | 0 | 0
7653 | 0.84963 | 0.21876 | 0.63658 | 0.7655 | 0.81029 | 0.58076 | 0.4304 | 0.36721 | 0.53621 | 0.54611 | 0.65076 | 0 | 0 | 0 | 0 | 0 | 0
7654 | 0.83138 | 0.26282 | 0.64811 | 0.76335 | 0.81055 | 0.52812 | 0.38687 | 0.36038 | 0.50195 | 0.48784 | 0.63146 | 0 | 0 | 0 | 0 | 0 | 0
7655 | 0.82986 | 0.33998 | 0.64811 | 0.7652 | 0.81764 | 0.48362 | 0.36184 | 0.3517 | 0.46953 | 0.42129 | 0.62151 | 0 | 0 | 0 | 0 | 0 | 0
7656 | 0.82771 | 0.41572 | 0.65568 | 0.76342 | 0.80686 | 0.45529 | 0.34755 | 0.34586 | 0.44729 | 0.37658 | 0.61144 | 0 | 0 | 0 | 0 | 0 | 0
7657 | 0.83077 | 0.48483 | 0.66191 | 0.76624 | 0.80602 | 0.44952 | 0.32691 | 0.35053 | 0.4289 | 0.32481 | 0.59073 | 0 | 0 | 0 | 0 | 0 | 0
7658 | 0.82774 | 0.57354 | 0.68141 | 0.76803 | 0.79494 | 0.44146 | 0.31262 | 0.36158 | 0.40905 | 0.25835 | 0.57481 | 0 | 0 | 0 | 0 | 0 | 0
7659 | 0.84559 | 0.6386 | 0.69556 | 0.78211 | 0.80519 | 0.47372 | 0.31376 | 0.36756 | 0.4226 | 0.27015 | 0.57898 | 0 | 0 | 0 | 0 | 0 | 0
7660 | 0.85679 | 0.6977 | 0.70588 | 0.7954 | 0.82355 | 0.498 | 0.31876 | 0.37084 | 0.44333 | 0.32182 | 0.58267 | 0 | 0 | 0 | 0 | 0 | 0
7661 | 0.8794 | 0.76006 | 0.70701 | 0.80868 | 0.83964 | 0.56708 | 0.33043 | 0.37004 | 0.49708 | 0.43033 | 0.62086 | 0 | 0 | 0 | 0 | 0 | 0
7662 | 0.89831 | 0.8179 | 0.73749 | 0.8303 | 0.85511 | 0.60394 | 0.35797 | 0.37304 | 0.528 | 0.47514 | 0.6599 | 0 | 0 | 0 | 0 | 0 | 0
7663 | 0.88821 | 0.85435 | 0.71039 | 0.82516 | 0.87687 | 0.60186 | 0.38987 | 0.37371 | 0.54114 | 0.49164 | 0.69736 | 0 | 0 | 0 | 0 | 0 | 0
7664 | 0.88621 | 0.87491 | 0.71039 | 0.82847 | 0.8888 | 0.5951 | 0.4175 | 0.37581 | 0.54388 | 0.48681 | 0.7178 | 0 | 0 | 0 | 0 | 0 | 0
7665 | 0.87112 | 0.88672 | 0.74062 | 0.83553 | 0.89487 | 0.58757 | 0.42223 | 0.3759 | 0.53731 | 0.45525 | 0.73051 | 0 | 0.024 | 0.025 | 0.00625 | 0 | 0
7666 | 0.84187 | 0.888 | 0.77514 | 0.83486 | 0.88757 | 0.58991 | 0.41809 | 0.3724 | 0.53247 | 0.44692 | 0.72064 | 0.021 | 0.095 | 0.113 | 0.03975 | 0.014 | 0.011
7667 | 0.8022 | 0.87038 | 0.79492 | 0.81872 | 0.85905 | 0.61057 | 0.43023 | 0.37909 | 0.54784 | 0.51349 | 0.68822 | 0.056 | 0.164 | 0.21 | 0.08575 | 0.043 | 0.034
7668 | 0.73191 | 0.84627 | 0.77514 | 0.77196 | 0.80882 | 0.6193 | 0.43545 | 0.40578 | 0.54624 | 0.50686 | 0.65302 | 0.081 | 0.24 | 0.294 | 0.1295 | 0.082 | 0.061
7669 | 0.67705 | 0.81129 | 0.82567 | 0.75204 | 0.7534 | 0.62056 | 0.44714 | 0.43113 | 0.53933 | 0.49213 | 0.61348 | 0.069 | 0.275 | 0.349 | 0.1455 | 0.097 | 0.067
7670 | 0.62241 | 0.75057 | 0.85043 | 0.72415 | 0.69961 | 0.59874 | 0.43255 | 0.4435 | 0.51669 | 0.47102 | 0.55349 | 0.063 | 0.243 | 0.363 | 0.149 | 0.11 | 0.06
7671 | 0.55418 | 0.72522 | 0.83597 | 0.67706 | 0.64103 | 0.57487 | 0.40173 | 0.43849 | 0.48961 | 0.45128 | 0.49382 | 0.054 | 0.168 | 0.312 | 0.132 | 0.094 | 0.068
7672 | 0.54441 | 0.70256 | 0.81404 | 0.64323 | 0.57125 | 0.55007 | 0.38148 | 0.40585 | 0.45201 | 0.41705 | 0.43508 | 0.034 | 0.085 | 0.217 | 0.0895 | 0.048 | 0.059
7673 | 0.55589 | 0.68598 | 0.81799 | 0.63117 | 0.51964 | 0.55297 | 0.38928 | 0.39192 | 0.44786 | 0.43824 | 0.4083 | 0.006 | 0.01 | 0.103 | 0.03175 | 0.009 | 0.009
7674 | 0.56146 | 0.64415 | 0.83453 | 0.61306 | 0.4432 | 0.55942 | 0.39886 | 0.41914 | 0.46341 | 0.51342 | 0.36168 | 0 | 0 | 0.005 | 0.00125 | 0 | 0
7675 | 0.5481 | 0.61888 | 0.87206 | 0.61312 | 0.41919 | 0.54094 | 0.40183 | 0.44011 | 0.46698 | 0.56202 | 0.32483 | 0 | 0 | 0 | 0 | 0 | 0
7676 | 0.51729 | 0.56443 | 0.85305 | 0.60439 | 0.44283 | 0.50244 | 0.40073 | 0.44818 | 0.45997 | 0.59998 | 0.28928 | 0 | 0 | 0 | 0 | 0 | 0
7677 | 0.48604 | 0.52631 | 0.86797 | 0.60808 | 0.47024 | 0.45854 | 0.38702 | 0.45307 | 0.44492 | 0.60003 | 0.26804 | 0 | 0 | 0 | 0 | 0 | 0
7678 | 0.4915 | 0.48221 | 0.89917 | 0.62515 | 0.48478 | 0.43136 | 0.36078 | 0.47356 | 0.43953 | 0.58575 | 0.26747 | 0 | 0 | 0 | 0 | 0 | 0
7679 | 0.52302 | 0.46958 | 0.91703 | 0.65299 | 0.51893 | 0.43387 | 0.33801 | 0.49873 | 0.44936 | 0.56726 | 0.29758 | 0 | 0 | 0 | 0 | 0 | 0
7680 | 0.4438 | 0.50164 | 0.95045 | 0.63913 | 0.52315 | 0.46593 | 0.32013 | 0.53977 | 0.47649 | 0.59437 | 0.30591 | 0 | 0 | 0 | 0 | 0 | 0
7681 | 0.44211 | 0.55143 | 0.97201 | 0.64964 | 0.53482 | 0.50572 | 0.30867 | 0.57137 | 0.50167 | 0.60633 | 0.32324 | 0 | 0 | 0 | 0 | 0 | 0
7682 | 0.51811 | 0.56843 | 0.97536 | 0.6868 | 0.56692 | 0.59305 | 0.30012 | 0.59336 | 0.54054 | 0.6085 | 0.36723 | 0 | 0 | 0 | 0 | 0 | 0
7683 | 0.59057 | 0.57233 | 0.97493 | 0.67665 | 0.46444 | 0.64251 | 0.30583 | 0.62808 | 0.57319 | 0.65737 | 0.36482 | 0 | 0 | 0 | 0 | 0 | 0
7684 | 0.69692 | 0.53933 | 0.96789 | 0.66864 | 0.3411 | 0.72129 | 0.30937 | 0.65969 | 0.59171 | 0.65078 | 0.33507 | 0 | 0 | 0 | 0 | 0 | 0
7685 | 0.83875 | 0.48311 | 0.94912 | 0.67407 | 0.23434 | 0.79909 | 0.30474 | 0.68266 | 0.62716 | 0.69197 | 0.3349 | 0 | 0 | 0 | 0 | 0 | 0
7686 | 0.91389 | 0.43273 | 0.92399 | 0.66287 | 0.15072 | 0.8664 | 0.30369 | 0.67174 | 0.67 | 0.79922 | 0.34266 | 0 | 0 | 0 | 0 | 0 | 0
7687 | 0.87533 | 0.39698 | 0.91377 | 0.63757 | 0.12362 | 0.85656 | 0.3195 | 0.66031 | 0.67141 | 0.82428 | 0.34452 | 0 | 0 | 0 | 0 | 0 | 0
7688 | 0.80955 | 0.38059 | 0.9015 | 0.62265 | 0.15689 | 0.81408 | 0.33426 | 0.64073 | 0.66809 | 0.86359 | 0.35398 | 0 | 0 | 0 | 0 | 0 | 0
7689 | 0.74088 | 0.36382 | 0.88887 | 0.62366 | 0.24124 | 0.77158 | 0.36556 | 0.62487 | 0.64267 | 0.8146 | 0.35963 | 0.001 | 0.007 | 0.017 | 0.005 | 0.001 | 0.001
7690 | 0.72589 | 0.38205 | 0.87491 | 0.6342 | 0.30178 | 0.72586 | 0.37825 | 0.60289 | 0.60801 | 0.75314 | 0.35015 | 0.026 | 0.045 | 0.093 | 0.04175 | 0.017 | 0.031
7691 | 0.73898 | 0.41023 | 0.89679 | 0.63278 | 0.26258 | 0.69691 | 0.37888 | 0.58813 | 0.57441 | 0.70944 | 0.30314 | 0.087 | 0.079 | 0.18 | 0.09625 | 0.036 | 0.082
7692 | 0.75713 | 0.40503 | 0.92765 | 0.6587 | 0.29131 | 0.68709 | 0.39187 | 0.5996 | 0.56327 | 0.66837 | 0.29799 | 0.134 | 0.104 | 0.236 | 0.142 | 0.078 | 0.12
7693 | 0.77531 | 0.41969 | 0.98075 | 0.72065 | 0.40588 | 0.6993 | 0.39021 | 0.62324 | 0.59241 | 0.67684 | 0.37025 | 0.12 | 0.107 | 0.251 | 0.14825 | 0.1 | 0.122
7694 | 0.79894 | 0.49366 | 0.98075 | 0.75156 | 0.47499 | 0.7 | 0.40594 | 0.64961 | 0.62969 | 0.73702 | 0.43213 | 0.067 | 0.088 | 0.235 | 0.11925 | 0.102 | 0.073
7695 | 0.82332 | 0.50216 | 0.97522 | 0.78938 | 0.5696 | 0.70602 | 0.40209 | 0.66989 | 0.64727 | 0.74747 | 0.4657 | 0.039 | 0.052 | 0.194 | 0.079 | 0.047 | 0.036
7696 | 0.876 | 0.43642 | 0.97389 | 0.8502 | 0.70072 | 0.74181 | 0.40041 | 0.69234 | 0.675 | 0.75172 | 0.51411 | 0.02 | 0.018 | 0.131 | 0.046 | 0.019 | 0.014
7697 | 0.94063 | 0.4164 | 0.96697 | 0.90901 | 0.81944 | 0.7994 | 0.41217 | 0.71745 | 0.7263 | 0.78717 | 0.60117 | 0.004 | 0 | 0.061 | 0.01675 | 0 | 0.002
7698 | 0.97842 | 0.41349 | 0.95149 | 0.9453 | 0.90598 | 0.86635 | 0.43363 | 0.73572 | 0.78385 | 0.82569 | 0.70766 | 0 | 0 | 0.003 | 0.00075 | 0 | 0
7699 | 0.98073 | 0.50847 | 0.93963 | 0.96333 | 0.96964 | 0.92386 | 0.48249 | 0.74473 | 0.84452 | 0.87032 | 0.83918 | 0 | 0 | 0 | 0 | 0 | 0
7700 | 0.97969 | 0.68033 | 0.9198 | 0.96143 | 0.98482 | 0.94416 | 0.54229 | 0.74029 | 0.88245 | 0.92563 | 0.91972 | 0 | 0 | 0 | 0 | 0 | 0
7701 | 0.97767 | 0.82374 | 0.9078 | 0.95686 | 0.98512 | 0.94976 | 0.63312 | 0.73304 | 0.89565 | 0.94271 | 0.9571 | 0 | 0 | 0 | 0 | 0 | 0
7702 | 0.96261 | 0.88709 | 0.87881 | 0.94165 | 0.98353 | 0.95307 | 0.71957 | 0.7186 | 0.89341 | 0.94096 | 0.961 | 0 | 0 | 0 | 0 | 0 | 0
7703 | 0.91597 | 0.91899 | 0.84161 | 0.91189 | 0.9781 | 0.95573 | 0.79698 | 0.71081 | 0.89443 | 0.94605 | 0.96514 | 0 | 0 | 0 | 0 | 0 | 0
7704 | 0.8634 | 0.9412 | 0.80343 | 0.88144 | 0.9775 | 0.9603 | 0.86466 | 0.70644 | 0.89791 | 0.95566 | 0.96927 | 0 | 0 | 0 | 0 | 0 | 0
7705 | 0.88003 | 0.96185 | 0.75685 | 0.86893 | 0.96991 | 0.96422 | 0.91227 | 0.69474 | 0.89708 | 0.95793 | 0.97142 | 0 | 0 | 0 | 0 | 0 | 0
7706 | 0.91745 | 0.9736 | 0.71039 | 0.8657 | 0.96926 | 0.96568 | 0.91533 | 0.6778 | 0.89228 | 0.95481 | 0.97083 | 0 | 0 | 0 | 0 | 0 | 0
7707 | 0.96274 | 0.9753 | 0.67781 | 0.87088 | 0.97208 | 0.96061 | 0.90901 | 0.64927 | 0.88233 | 0.95049 | 0.96896 | 0 | 0 | 0 | 0 | 0 | 0
7708 | 0.98108 | 0.97214 | 0.64173 | 0.86825 | 0.98195 | 0.9456 | 0.91136 | 0.60943 | 0.86632 | 0.94431 | 0.96593 | 0 | 0 | 0 | 0 | 0 | 0
7709 | 0.95944 | 0.97171 | 0.61558 | 0.85265 | 0.98294 | 0.91183 | 0.91939 | 0.5552 | 0.83586 | 0.93043 | 0.94599 | 0 | 0 | 0 | 0 | 0 | 0
7710 | 0.8907 | 0.96688 | 0.62089 | 0.82306 | 0.95761 | 0.83797 | 0.92548 | 0.48956 | 0.78291 | 0.90985 | 0.89425 | 0 | 0 | 0 | 0 | 0 | 0
7711 | 0.78472 | 0.94519 | 0.63787 | 0.77848 | 0.91284 | 0.70614 | 0.92774 | 0.42899 | 0.70124 | 0.87167 | 0.79815 | 0 | 0 | 0 | 0 | 0 | 0
7712 | 0.65231 | 0.91871 | 0.66562 | 0.71815 | 0.8365 | 0.5383 | 0.90966 | 0.38387 | 0.59849 | 0.79071 | 0.68108 | 0 | 0 | 0 | 0 | 0 | 0
7713 | 0.56285 | 0.8974 | 0.69671 | 0.66085 | 0.72298 | 0.41448 | 0.86852 | 0.36403 | 0.50037 | 0.6577 | 0.56528 | 0.009 | 0.024 | 0.015 | 0.008 | 0.004 | 0.004
7714 | 0.58858 | 0.87397 | 0.67175 | 0.64279 | 0.66805 | 0.36441 | 0.82337 | 0.35686 | 0.44201 | 0.56154 | 0.48522 | 0.089 | 0.095 | 0.093 | 0.082 | 0.055 | 0.091
7715 | 0.70441 | 0.83997 | 0.66439 | 0.68493 | 0.68598 | 0.4137 | 0.79139 | 0.39741 | 0.46147 | 0.56856 | 0.46621 | 0.17 | 0.186 | 0.204 | 0.17875 | 0.115 | 0.226
7716 | 0.82318 | 0.8208 | 0.81324 | 0.78835 | 0.72864 | 0.59413 | 0.78587 | 0.47924 | 0.577 | 0.67985 | 0.55478 | 0.209 | 0.27 | 0.332 | 0.25875 | 0.19 | 0.304
7717 | 0.89063 | 0.84657 | 0.87321 | 0.85673 | 0.80635 | 0.73266 | 0.77936 | 0.55005 | 0.66673 | 0.7304 | 0.65382 | 0.221 | 0.317 | 0.424 | 0.30925 | 0.279 | 0.313
7718 | 0.92756 | 0.85295 | 0.92584 | 0.90693 | 0.8674 | 0.802 | 0.74958 | 0.59932 | 0.7223 | 0.7663 | 0.72158 | 0.248 | 0.308 | 0.436 | 0.32025 | 0.356 | 0.241
7719 | 0.95287 | 0.819 | 0.92547 | 0.92975 | 0.91091 | 0.81972 | 0.68927 | 0.62173 | 0.74672 | 0.78674 | 0.75869 | 0.243 | 0.234 | 0.377 | 0.278 | 0.398 | 0.094
7720 | 0.96247 | 0.82204 | 0.89388 | 0.93387 | 0.94527 | 0.82198 | 0.61443 | 0.61072 | 0.75355 | 0.77123 | 0.81028 | 0.185 | 0.121 | 0.269 | 0.202 | 0.319 | 0.035
7721 | 0.96952 | 0.87108 | 0.87604 | 0.9368 | 0.96482 | 0.82701 | 0.58628 | 0.60835 | 0.76807 | 0.78098 | 0.85595 | 0.052 | 0.015 | 0.127 | 0.07025 | 0.092 | 0.01
7722 | 0.97373 | 0.93223 | 0.8766 | 0.94036 | 0.97075 | 0.84533 | 0.59681 | 0.63155 | 0.78895 | 0.7983 | 0.88062 | 0 | 0 | 0.003 | 0.00075 | 0 | 0
7723 | 0.9737 | 0.95022 | 0.89534 | 0.94746 | 0.97333 | 0.86279 | 0.62741 | 0.63782 | 0.80187 | 0.80905 | 0.89783 | 0 | 0 | 0 | 0 | 0 | 0
7724 | 0.96571 | 0.94737 | 0.87378 | 0.93715 | 0.97198 | 0.87018 | 0.67165 | 0.63974 | 0.8096 | 0.81776 | 0.91071 | 0 | 0 | 0 | 0 | 0 | 0
7725 | 0.95347 | 0.95306 | 0.84709 | 0.92075 | 0.96168 | 0.86432 | 0.73236 | 0.64285 | 0.80467 | 0.81255 | 0.89898 | 0 | 0 | 0 | 0 | 0 | 0
7726 | 0.95372 | 0.96578 | 0.77608 | 0.89258 | 0.94795 | 0.86058 | 0.77532 | 0.64245 | 0.80011 | 0.82497 | 0.87243 | 0 | 0 | 0 | 0 | 0 | 0
7727 | 0.9559 | 0.96557 | 0.76662 | 0.89159 | 0.95226 | 0.86272 | 0.79325 | 0.63546 | 0.80462 | 0.85496 | 0.86531 | 0 | 0 | 0 | 0 | 0 | 0
7728 | 0.9573 | 0.96804 | 0.74781 | 0.88625 | 0.95364 | 0.86001 | 0.80011 | 0.6254 | 0.80091 | 0.8588 | 0.85944 | 0 | 0 | 0 | 0 | 0 | 0
7729 | 0.96073 | 0.96932 | 0.72472 | 0.88233 | 0.96153 | 0.86034 | 0.79708 | 0.60911 | 0.80271 | 0.87436 | 0.86703 | 0 | 0 | 0 | 0 | 0 | 0
7730 | 0.96618 | 0.97434 | 0.71927 | 0.88493 | 0.96934 | 0.85571 | 0.79818 | 0.5913 | 0.80537 | 0.89452 | 0.87996 | 0 | 0 | 0 | 0 | 0 | 0
7731 | 0.96529 | 0.97549 | 0.71374 | 0.88486 | 0.97556 | 0.84727 | 0.80544 | 0.57202 | 0.80192 | 0.89055 | 0.89782 | 0 | 0 | 0 | 0 | 0 | 0
7732 | 0.95848 | 0.97567 | 0.69206 | 0.87473 | 0.97366 | 0.83901 | 0.81365 | 0.55493 | 0.79066 | 0.87003 | 0.89869 | 0 | 0 | 0 | 0 | 0 | 0
7733 | 0.94402 | 0.9751 | 0.66808 | 0.85986 | 0.96749 | 0.82441 | 0.82466 | 0.53053 | 0.77272 | 0.84714 | 0.8888 | 0 | 0 | 0 | 0 | 0 | 0
7734 | 0.9316 | 0.97525 | 0.6766 | 0.85717 | 0.9633 | 0.80821 | 0.83009 | 0.5108 | 0.75694 | 0.83068 | 0.87809 | 0 | 0 | 0 | 0 | 0 | 0
7735 | 0.92762 | 0.97736 | 0.73958 | 0.8754 | 0.95899 | 0.80071 | 0.83615 | 0.4989 | 0.7453 | 0.81231 | 0.86928 | 0 | 0 | 0 | 0 | 0 | 0
7736 | 0.91573 | 0.98091 | 0.70814 | 0.85777 | 0.94944 | 0.80049 | 0.84701 | 0.48061 | 0.73601 | 0.80458 | 0.85835 | 0 | 0 | 0 | 0 | 0 | 0
7737 | 0.88274 | 0.98287 | 0.74984 | 0.85329 | 0.9273 | 0.76826 | 0.85483 | 0.46069 | 0.71615 | 0.80707 | 0.82856 | 0 | 0.017 | 0.016 | 0.0045 | 0.001 | 0.001
7738 | 0.85007 | 0.98129 | 0.74062 | 0.83002 | 0.89937 | 0.713 | 0.85792 | 0.44308 | 0.67939 | 0.77453 | 0.78695 | 0.011 | 0.084 | 0.088 | 0.03825 | 0.018 | 0.036
7739 | 0.83522 | 0.97534 | 0.74781 | 0.82059 | 0.87876 | 0.6687 | 0.86022 | 0.43904 | 0.6489 | 0.72927 | 0.75859 | 0.06 | 0.135 | 0.176 | 0.10375 | 0.048 | 0.131
7740 | 0.82093 | 0.97173 | 0.76079 | 0.81543 | 0.86455 | 0.66019 | 0.86599 | 0.49253 | 0.6626 | 0.7495 | 0.7482 | 0.134 | 0.176 | 0.247 | 0.17525 | 0.152 | 0.168
7741 | 0.79462 | 0.97045 | 0.89486 | 0.84456 | 0.84421 | 0.66172 | 0.86894 | 0.55047 | 0.68429 | 0.79858 | 0.72637 | 0.144 | 0.201 | 0.283 | 0.197 | 0.238 | 0.123
7742 | 0.71382 | 0.96301 | 0.91459 | 0.81512 | 0.81693 | 0.59067 | 0.855 | 0.56785 | 0.65585 | 0.7869 | 0.67797 | 0.111 | 0.189 | 0.276 | 0.181 | 0.262 | 0.075
7743 | 0.54017 | 0.94709 | 0.89917 | 0.74548 | 0.79711 | 0.45273 | 0.81589 | 0.58906 | 0.59228 | 0.71274 | 0.6146 | 0.036 | 0.121 | 0.221 | 0.11225 | 0.149 | 0.043
7744 | 0.36837 | 0.92499 | 0.93319 | 0.68786 | 0.76202 | 0.35739 | 0.75442 | 0.61155 | 0.52216 | 0.57969 | 0.54 | 0.018 | 0.044 | 0.142 | 0.0505 | 0.028 | 0.014
7745 | 0.26706 | 0.89605 | 0.94175 | 0.63921 | 0.70881 | 0.3114 | 0.69436 | 0.64245 | 0.51295 | 0.62806 | 0.46987 | 0.002 | 0.002 | 0.058 | 0.01525 | 0.001 | 0
7746 | 0.21492 | 0.86374 | 0.9198 | 0.59822 | 0.65994 | 0.28814 | 0.64675 | 0.67364 | 0.53118 | 0.76731 | 0.39563 | 0 | 0 | 0.002 | 0.0005 | 0 | 0
7747 | 0.21872 | 0.81086 | 0.89823 | 0.57421 | 0.60569 | 0.32351 | 0.59809 | 0.68213 | 0.5505 | 0.86144 | 0.33492 | 0 | 0 | 0 | 0 | 0 | 0
7748 | 0.28063 | 0.78124 | 0.90288 | 0.5946 | 0.60029 | 0.33577 | 0.53508 | 0.67972 | 0.55881 | 0.91121 | 0.30853 | 0 | 0 | 0 | 0 | 0 | 0
7749 | 0.38276 | 0.74863 | 0.88989 | 0.62104 | 0.59046 | 0.3032 | 0.4732 | 0.66636 | 0.54773 | 0.92124 | 0.30011 | 0 | 0 | 0 | 0 | 0 | 0
7750 | 0.51387 | 0.70721 | 0.89534 | 0.67208 | 0.60701 | 0.26845 | 0.42065 | 0.64924 | 0.53632 | 0.90512 | 0.32248 | 0 | 0 | 0 | 0 | 0 | 0
7751 | 0.60692 | 0.68984 | 0.8904 | 0.70774 | 0.62591 | 0.271 | 0.39581 | 0.63568 | 0.53479 | 0.87559 | 0.35688 | 0 | 0 | 0 | 0 | 0 | 0
7752 | 0.624 | 0.70042 | 0.85499 | 0.71214 | 0.65743 | 0.29259 | 0.38117 | 0.61413 | 0.52591 | 0.80053 | 0.39641 | 0 | 0 | 0 | 0 | 0 | 0
7753 | 0.63304 | 0.7112 | 0.85818 | 0.71071 | 0.64091 | 0.29343 | 0.37917 | 0.57992 | 0.49666 | 0.70921 | 0.4041 | 0 | 0 | 0 | 0 | 0 | 0
7754 | 0.64931 | 0.73745 | 0.87826 | 0.72476 | 0.64671 | 0.32739 | 0.36947 | 0.54768 | 0.45776 | 0.52761 | 0.42835 | 0 | 0 | 0 | 0 | 0 | 0
7755 | 0.64694 | 0.75262 | 0.87936 | 0.73169 | 0.66876 | 0.32057 | 0.36381 | 0.51952 | 0.41423 | 0.37134 | 0.44551 | 0 | 0 | 0 | 0 | 0 | 0
7756 | 0.63437 | 0.76036 | 0.81163 | 0.709 | 0.68099 | 0.32806 | 0.36336 | 0.48917 | 0.37798 | 0.2419 | 0.45277 | 0 | 0 | 0 | 0 | 0 | 0
7757 | 0.60973 | 0.75021 | 0.80839 | 0.70193 | 0.68766 | 0.31019 | 0.35591 | 0.43208 | 0.34937 | 0.20402 | 0.45122 | 0 | 0 | 0 | 0 | 0 | 0
7758 | 0.56808 | 0.74021 | 0.86376 | 0.7015 | 0.67265 | 0.2892 | 0.35672 | 0.37555 | 0.32895 | 0.20406 | 0.44698 | 0 | 0 | 0 | 0 | 0 | 0
7759 | 0.51089 | 0.72203 | 0.88153 | 0.66912 | 0.61495 | 0.26398 | 0.36301 | 0.34558 | 0.31272 | 0.23006 | 0.41127 | 0 | 0 | 0 | 0 | 0 | 0
7760 | 0.46034 | 0.68951 | 0.89339 | 0.63998 | 0.56622 | 0.23382 | 0.36616 | 0.33899 | 0.29217 | 0.2137 | 0.38216 | 0 | 0 | 0 | 0 | 0 | 0
7761 | 0.41321 | 0.63033 | 0.93046 | 0.62408 | 0.52855 | 0.19285 | 0.33388 | 0.33504 | 0.25857 | 0.15258 | 0.35382 | 0 | 0.004 | 0.01 | 0.0025 | 0 | 0
7762 | 0.38206 | 0.55905 | 0.90867 | 0.59151 | 0.4838 | 0.15801 | 0.30646 | 0.33317 | 0.22818 | 0.098583 | 0.32297 | 0.006 | 0.03 | 0.055 | 0.02125 | 0.006 | 0.018
7763 | 0.37205 | 0.46675 | 0.97593 | 0.60184 | 0.45753 | 0.14601 | 0.2904 | 0.36386 | 0.21657 | 0.065008 | 0.29141 | 0.018 | 0.065 | 0.105 | 0.045 | 0.016 | 0.041
7764 | 0.34379 | 0.38559 | 0.98668 | 0.59046 | 0.44089 | 0.13709 | 0.29257 | 0.41053 | 0.21665 | 0.045079 | 0.27391 | 0.027 | 0.091 | 0.144 | 0.06025 | 0.024 | 0.046
7765 | 0.35962 | 0.31415 | 0.98017 | 0.59615 | 0.44866 | 0.13203 | 0.28897 | 0.45984 | 0.22554 | 0.041116 | 0.26917 | 0.031 | 0.088 | 0.155 | 0.06625 | 0.027 | 0.052
7766 | 0.38142 | 0.24692 | 0.98954 | 0.61552 | 0.47561 | 0.13983 | 0.25362 | 0.48519 | 0.23893 | 0.052355 | 0.27834 | 0.028 | 0.066 | 0.148 | 0.064 | 0.022 | 0.058
7767 | 0.39766 | 0.20345 | 0.98006 | 0.62948 | 0.51074 | 0.15292 | 0.20845 | 0.46808 | 0.24611 | 0.069046 | 0.2944 | 0.021 | 0.04 | 0.122 | 0.05375 | 0.015 | 0.057
7768 | 0.47733 | 0.18391 | 0.90954 | 0.64138 | 0.53726 | 0.19718 | 0.17864 | 0.45037 | 0.26473 | 0.10251 | 0.30888 | 0.016 | 0.013 | 0.079 | 0.0355 | 0.006 | 0.041
7769 | 0.55004 | 0.17998 | 0.69556 | 0.60298 | 0.56336 | 0.23244 | 0.16845 | 0.44581 | 0.28963 | 0.14382 | 0.33643 | 0.009 | 0 | 0.03 | 0.012 | 0 | 0.009
7770 | 0.61867 | 0.18067 | 0.58854 | 0.59688 | 0.58345 | 0.29084 | 0.16698 | 0.42892 | 0.30978 | 0.1588 | 0.36057 | 0 | 0 | 0.001 | 0.00025 | 0 | 0
7771 | 0.67475 | 0.18127 | 0.49024 | 0.57827 | 0.56982 | 0.33103 | 0.16472 | 0.3905 | 0.30868 | 0.1629 | 0.35029 | 0 | 0 | 0 | 0 | 0 | 0
7772 | 0.71481 | 0.18616 | 0.40124 | 0.56237 | 0.57107 | 0.36296 | 0.16426 | 0.37079 | 0.33253 | 0.23223 | 0.36413 | 0 | 0 | 0 | 0 | 0 | 0
7773 | 0.74004 | 0.19204 | 0.49461 | 0.60393 | 0.57713 | 0.35873 | 0.16184 | 0.36046 | 0.3438 | 0.28554 | 0.37047 | 0 | 0 | 0 | 0 | 0 | 0
7774 | 0.78578 | 0.1937 | 0.55928 | 0.64791 | 0.59868 | 0.36238 | 0.17052 | 0.36674 | 0.34559 | 0.27855 | 0.37468 | 0 | 0 | 0 | 0 | 0 | 0
7775 | 0.81433 | 0.18406 | 0.61558 | 0.6884 | 0.63529 | 0.3784 | 0.17254 | 0.38727 | 0.35725 | 0.28111 | 0.38221 | 0 | 0 | 0 | 0 | 0 | 0
7776 | 0.79913 | 0.16445 | 0.72363 | 0.72996 | 0.66712 | 0.40055 | 0.18183 | 0.37012 | 0.36995 | 0.30365 | 0.40548 | 0 | 0 | 0 | 0 | 0 | 0
7777 | 0.75773 | 0.14751 | 0.76079 | 0.72676 | 0.66177 | 0.38764 | 0.18365 | 0.3508 | 0.35702 | 0.2903 | 0.39932 | 0 | 0 | 0 | 0 | 0 | 0
7778 | 0.71074 | 0.13768 | 0.74577 | 0.70188 | 0.64912 | 0.36084 | 0.17778 | 0.35335 | 0.34332 | 0.27297 | 0.38611 | 0 | 0 | 0 | 0 | 0 | 0
7779 | 0.6643 | 0.1392 | 0.82643 | 0.7054 | 0.62548 | 0.32868 | 0.17131 | 0.36502 | 0.32895 | 0.26483 | 0.35728 | 0 | 0 | 0 | 0 | 0 | 0
7780 | 0.62522 | 0.15336 | 0.89388 | 0.70294 | 0.58972 | 0.29571 | 0.16822 | 0.37326 | 0.31251 | 0.26222 | 0.31887 | 0 | 0 | 0 | 0 | 0 | 0
7781 | 0.59942 | 0.17394 | 0.93218 | 0.69599 | 0.55638 | 0.27936 | 0.16836 | 0.38153 | 0.2957 | 0.23949 | 0.28241 | 0 | 0 | 0 | 0 | 0 | 0
7782 | 0.60832 | 0.21224 | 0.90011 | 0.67474 | 0.51578 | 0.26946 | 0.15674 | 0.38704 | 0.27376 | 0.17731 | 0.26123 | 0 | 0 | 0 | 0 | 0 | 0
7783 | 0.62631 | 0.28648 | 0.87826 | 0.65218 | 0.45196 | 0.25911 | 0.14952 | 0.41382 | 0.25891 | 0.11846 | 0.24425 | 0 | 0 | 0 | 0 | 0 | 0
7784 | 0.6466 | 0.39154 | 0.87604 | 0.62018 | 0.3379 | 0.25211 | 0.13781 | 0.44257 | 0.25419 | 0.10733 | 0.21473 | 0 | 0 | 0 | 0 | 0 | 0
7785 | 0.58494 | 0.50585 | 0.8987 | 0.5586 | 0.19216 | 0.25329 | 0.11609 | 0.43973 | 0.24782 | 0.11587 | 0.18241 | 0 | 0.008 | 0.003 | 0.00075 | 0 | 0
7786 | 0.45982 | 0.58573 | 0.90736 | 0.4949 | 0.11751 | 0.25532 | 0.09855 | 0.44235 | 0.252 | 0.18016 | 0.13018 | 0.031 | 0.045 | 0.048 | 0.03125 | 0.022 | 0.024
7787 | 0.55273 | 0.63919 | 0.91377 | 0.56749 | 0.23599 | 0.25994 | 0.094197 | 0.50916 | 0.27997 | 0.24372 | 0.10706 | 0.078 | 0.101 | 0.123 | 0.0845 | 0.064 | 0.073
7788 | 0.8457 | 0.66793 | 0.94722 | 0.76166 | 0.49206 | 0.27825 | 0.091443 | 0.58875 | 0.31527 | 0.26066 | 0.13343 | 0.128 | 0.152 | 0.187 | 0.1445 | 0.148 | 0.115
7789 | 0.95186 | 0.66706 | 0.97449 | 0.85365 | 0.63461 | 0.26911 | 0.087205 | 0.64251 | 0.35286 | 0.25897 | 0.24083 | 0.153 | 0.169 | 0.219 | 0.19775 | 0.303 | 0.116
7790 | 0.96437 | 0.65359 | 0.98298 | 0.8997 | 0.75174 | 0.27567 | 0.087667 | 0.67876 | 0.39964 | 0.24788 | 0.39625 | 0.143 | 0.148 | 0.215 | 0.1995 | 0.373 | 0.067
7791 | 0.95221 | 0.63289 | 0.98278 | 0.90537 | 0.78111 | 0.31088 | 0.087849 | 0.69719 | 0.43179 | 0.21387 | 0.50521 | 0.085 | 0.098 | 0.185 | 0.142 | 0.251 | 0.047
7792 | 0.93152 | 0.61362 | 0.97507 | 0.88677 | 0.75373 | 0.38388 | 0.088835 | 0.68985 | 0.43575 | 0.13876 | 0.53049 | 0.033 | 0.04 | 0.132 | 0.08175 | 0.127 | 0.035
7793 | 0.916 | 0.594 | 0.95985 | 0.86504 | 0.71927 | 0.46313 | 0.10744 | 0.6752 | 0.43438 | 0.089057 | 0.51013 | 0.004 | 0.002 | 0.058 | 0.021 | 0.017 | 0.005
7794 | 0.90805 | 0.57215 | 0.93252 | 0.84719 | 0.701 | 0.4922 | 0.12759 | 0.69405 | 0.43776 | 0.089769 | 0.47501 | 0 | 0 | 0.002 | 0.0005 | 0 | 0
7795 | 0.91256 | 0.53776 | 0.91582 | 0.84054 | 0.69324 | 0.48802 | 0.13867 | 0.70955 | 0.43617 | 0.091738 | 0.45536 | 0 | 0 | 0 | 0 | 0 | 0
7796 | 0.88741 | 0.49853 | 0.89437 | 0.82407 | 0.69042 | 0.43872 | 0.14642 | 0.7083 | 0.4203 | 0.10423 | 0.42995 | 0 | 0 | 0 | 0 | 0 | 0
7797 | 0.83923 | 0.46624 | 0.87435 | 0.78884 | 0.65293 | 0.38622 | 0.14915 | 0.69057 | 0.41004 | 0.17462 | 0.38876 | 0 | 0 | 0 | 0 | 0 | 0
7798 | 0.78405 | 0.44376 | 0.84092 | 0.7392 | 0.59264 | 0.35433 | 0.14744 | 0.63948 | 0.4193 | 0.33955 | 0.34384 | 0 | 0 | 0 | 0 | 0 | 0
7799 | 0.71473 | 0.45438 | 0.73644 | 0.66528 | 0.54467 | 0.32006 | 0.14694 | 0.55431 | 0.40203 | 0.41517 | 0.31859 | 0 | 0 | 0 | 0 | 0 | 0
7800 | 0.63777 | 0.49495 | 0.58164 | 0.58164 | 0.5255 | 0.28673 | 0.14965 | 0.47246 | 0.37639 | 0.42915 | 0.31721 | 0 | 0 | 0 | 0 | 0 | 0
7801 | 0.57871 | 0.52995 | 0.51783 | 0.5355 | 0.50994 | 0.25664 | 0.15113 | 0.41745 | 0.33995 | 0.3625 | 0.32321 | 0 | 0 | 0 | 0 | 0 | 0
7802 | 0.53428 | 0.55135 | 0.44051 | 0.48142 | 0.46947 | 0.2418 | 0.15901 | 0.38522 | 0.32402 | 0.34508 | 0.32399 | 0 | 0 | 0 | 0 | 0 | 0
7803 | 0.50452 | 0.5718 | 0.36122 | 0.43295 | 0.43312 | 0.22699 | 0.16814 | 0.34258 | 0.29089 | 0.28397 | 0.31002 | 0 | 0 | 0 | 0 | 0 | 0
7804 | 0.49087 | 0.59192 | 0.30633 | 0.41545 | 0.44914 | 0.21254 | 0.1776 | 0.28917 | 0.27075 | 0.28089 | 0.30041 | 0 | 0 | 0 | 0 | 0 | 0
7805 | 0.48118 | 0.59886 | 0.22441 | 0.39337 | 0.47453 | 0.19098 | 0.18745 | 0.26329 | 0.24881 | 0.23741 | 0.30355 | 0 | 0 | 0 | 0 | 0 | 0
7806 | 0.45836 | 0.60062 | 0.1403 | 0.36242 | 0.4886 | 0.17337 | 0.19404 | 0.24472 | 0.23869 | 0.22496 | 0.31172 | 0 | 0 | 0 | 0 | 0 | 0
7807 | 0.43103 | 0.61568 | 0.0842 | 0.33765 | 0.49772 | 0.16727 | 0.19772 | 0.21722 | 0.22683 | 0.20726 | 0.31557 | 0 | 0 | 0 | 0 | 0 | 0
7808 | 0.40339 | 0.64326 | 0.062131 | 0.31713 | 0.48587 | 0.17886 | 0.20666 | 0.19116 | 0.22313 | 0.2119 | 0.31061 | 0 | 0 | 0 | 0 | 0 | 0
7809 | 0.37325 | 0.67749 | 0.059334 | 0.30142 | 0.47168 | 0.18708 | 0.21723 | 0.17219 | 0.21778 | 0.20507 | 0.30678 | 0 | 0.006 | 0.014 | 0.004 | 0.002 | 0
7810 | 0.33171 | 0.71062 | 0.069104 | 0.27798 | 0.43312 | 0.16895 | 0.22677 | 0.15461 | 0.19713 | 0.17578 | 0.2892 | 0.015 | 0.049 | 0.108 | 0.04875 | 0.035 | 0.037
7811 | 0.29588 | 0.74057 | 0.04979 | 0.23419 | 0.35691 | 0.1378 | 0.25096 | 0.14229 | 0.17828 | 0.18948 | 0.24355 | 0.046 | 0.122 | 0.24 | 0.11875 | 0.078 | 0.111
7812 | 0.27513 | 0.76225 | 0.056062 | 0.20654 | 0.28843 | 0.13075 | 0.27756 | 0.15311 | 0.18678 | 0.24369 | 0.21958 | 0.076 | 0.185 | 0.335 | 0.17075 | 0.109 | 0.163
7813 | 0.25812 | 0.77426 | 0.061566 | 0.19525 | 0.26606 | 0.14552 | 0.29563 | 0.15215 | 0.20163 | 0.28024 | 0.22862 | 0.089 | 0.188 | 0.374 | 0.1825 | 0.101 | 0.166
7814 | 0.26567 | 0.78766 | 0.04341 | 0.19521 | 0.27654 | 0.16093 | 0.29639 | 0.15208 | 0.21317 | 0.29548 | 0.24417 | 0.087 | 0.156 | 0.361 | 0.16825 | 0.075 | 0.15
7815 | 0.30081 | 0.80138 | 0.026469 | 0.20805 | 0.29686 | 0.15541 | 0.28175 | 0.15571 | 0.21056 | 0.27913 | 0.25201 | 0.06 | 0.103 | 0.304 | 0.1315 | 0.056 | 0.106
7816 | 0.33598 | 0.81478 | 0.021526 | 0.22939 | 0.33065 | 0.14301 | 0.27661 | 0.15418 | 0.19563 | 0.2153 | 0.27003 | 0.031 | 0.038 | 0.208 | 0.07925 | 0.029 | 0.049
7817 | 0.35548 | 0.83228 | 0.036145 | 0.25632 | 0.37733 | 0.15514 | 0.29765 | 0.15507 | 0.20712 | 0.21172 | 0.30657 | 0.003 | 0.001 | 0.092 | 0.02575 | 0.004 | 0.004
7818 | 0.3588 | 0.85052 | 0.053931 | 0.27989 | 0.42693 | 0.15499 | 0.29879 | 0.17735 | 0.21863 | 0.20111 | 0.34107 | 0 | 0 | 0.002 | 0.0005 | 0 | 0
7819 | 0.35491 | 0.85691 | 0.073347 | 0.29214 | 0.44817 | 0.14838 | 0.28648 | 0.18968 | 0.22221 | 0.18942 | 0.36138 | 0 | 0 | 0 | 0 | 0 | 0
7820 | 0.34565 | 0.85183 | 0.093742 | 0.30338 | 0.47074 | 0.13566 | 0.26554 | 0.18752 | 0.22079 | 0.18857 | 0.37142 | 0 | 0 | 0 | 0 | 0 | 0
7821 | 0.34323 | 0.82676 | 0.12663 | 0.31629 | 0.479 | 0.12877 | 0.24738 | 0.1821 | 0.21629 | 0.18607 | 0.36822 | 0 | 0 | 0 | 0 | 0 | 0
7822 | 0.34112 | 0.77822 | 0.18314 | 0.33846 | 0.49112 | 0.12494 | 0.2317 | 0.17589 | 0.21374 | 0.18273 | 0.37141 | 0 | 0 | 0 | 0 | 0 | 0
7823 | 0.31675 | 0.70128 | 0.26633 | 0.35961 | 0.49575 | 0.12724 | 0.21286 | 0.1655 | 0.21054 | 0.17925 | 0.37015 | 0 | 0 | 0 | 0 | 0 | 0
7824 | 0.2694 | 0.59163 | 0.36122 | 0.36961 | 0.47821 | 0.13187 | 0.19399 | 0.15606 | 0.20775 | 0.17901 | 0.36405 | 0 | 0 | 0 | 0 | 0 | 0
7825 | 0.21793 | 0.47475 | 0.3854 | 0.34162 | 0.42153 | 0.14168 | 0.17084 | 0.14502 | 0.20491 | 0.19097 | 0.34199 | 0 | 0 | 0 | 0 | 0 | 0
7826 | 0.17973 | 0.37169 | 0.37112 | 0.30078 | 0.3515 | 0.16161 | 0.14987 | 0.13472 | 0.20134 | 0.21011 | 0.29892 | 0 | 0 | 0 | 0 | 0 | 0
7827 | 0.1513 | 0.28341 | 0.37682 | 0.2784 | 0.30707 | 0.18599 | 0.1397 | 0.12709 | 0.19853 | 0.21112 | 0.26991 | 0 | 0 | 0 | 0 | 0 | 0
7828 | 0.12809 | 0.21039 | 0.3486 | 0.24321 | 0.25294 | 0.19781 | 0.13378 | 0.12072 | 0.18756 | 0.19553 | 0.23618 | 0 | 0 | 0 | 0 | 0 | 0
7829 | 0.098806 | 0.14952 | 0.32517 | 0.20657 | 0.19573 | 0.17638 | 0.12453 | 0.1101 | 0.16853 | 0.19672 | 0.19094 | 0 | 0 | 0 | 0 | 0 | 0
7830 | 0.070836 | 0.099416 | 0.32653 | 0.17846 | 0.138 | 0.13602 | 0.11679 | 0.10119 | 0.14351 | 0.19802 | 0.13879 | 0 | 0 | 0 | 0 | 0 | 0
7831 | 0.047955 | 0.059434 | 0.27641 | 0.13791 | 0.089375 | 0.092081 | 0.10866 | 0.093564 | 0.11189 | 0.1736 | 0.088317 | 0 | 0 | 0 | 0 | 0 | 0
7832 | 0.030898 | 0.033184 | 0.22441 | 0.10275 | 0.052959 | 0.054484 | 0.093243 | 0.084561 | 0.081368 | 0.13918 | 0.047247 | 0 | 0 | 0 | 0 | 0 | 0
7833 | 0.015977 | 0.02331 | 0.17605 | 0.072151 | 0.024428 | 0.027898 | 0.074217 | 0.075152 | 0.05646 | 0.1051 | 0.017689 | 0.002 | 0.015 | 0.014 | 0.007 | 0.007 | 0.005
7834 | 0.004665 | 0.024109 | 0.14653 | 0.052641 | 0.006724 | 0.010908 | 0.048792 | 0.06493 | 0.034375 | 0.05889 | 0.002771 | 0.07 | 0.105 | 0.104 | 0.08625 | 0.091 | 0.08
7835 | 0.001663 | 0.032944 | 0.15201 | 0.05268 | 0.004373 | 0.005293 | 0.039287 | 0.067274 | 0.028497 | 0.040426 | 0.000997 | 0.17 | 0.224 | 0.229 | 0.199 | 0.254 | 0.143
7836 | 0.004319 | 0.059302 | 0.14206 | 0.054244 | 0.016349 | 0.005354 | 0.041398 | 0.066881 | 0.02694 | 0.028153 | 0.007371 | 0.253 | 0.307 | 0.333 | 0.3255 | 0.435 | 0.281
7837 | 0.019587 | 0.1142 | 0.13942 | 0.068129 | 0.045382 | 0.00722 | 0.048557 | 0.064959 | 0.029844 | 0.021684 | 0.025515 | 0.323 | 0.329 | 0.383 | 0.38675 | 0.491 | 0.35
7838 | 0.049797 | 0.19424 | 0.12829 | 0.090664 | 0.0939 | 0.013538 | 0.055531 | 0.063266 | 0.037968 | 0.017159 | 0.05791 | 0.367 | 0.302 | 0.388 | 0.3845 | 0.512 | 0.271
7839 | 0.086287 | 0.28125 | 0.097289 | 0.11537 | 0.16254 | 0.026158 | 0.06123 | 0.062572 | 0.050803 | 0.016104 | 0.098379 | 0.299 | 0.227 | 0.338 | 0.3215 | 0.48 | 0.169
7840 | 0.13156 | 0.34961 | 0.076458 | 0.1503 | 0.2429 | 0.046641 | 0.08039 | 0.064937 | 0.068725 | 0.016777 | 0.14655 | 0.192 | 0.109 | 0.237 | 0.223 | 0.373 | 0.09
7841 | 0.18527 | 0.39537 | 0.08028 | 0.195 | 0.31945 | 0.08466 | 0.12053 | 0.071077 | 0.096745 | 0.023437 | 0.20781 | 0.05 | 0.008 | 0.102 | 0.0685 | 0.111 | 0.011
7842 | 0.24389 | 0.42098 | 0.088901 | 0.2392 | 0.38481 | 0.1278 | 0.14515 | 0.087505 | 0.12627 | 0.026349 | 0.26345 | 0 | 0 | 0.002 | 0.0005 | 0 | 0
7843 | 0.31971 | 0.4553 | 0.082228 | 0.28163 | 0.44294 | 0.172 | 0.15045 | 0.10655 | 0.15035 | 0.025635 | 0.29719 | 0 | 0 | 0 | 0 | 0 | 0
7844 | 0.39362 | 0.51606 | 0.069702 | 0.31929 | 0.49456 | 0.21257 | 0.15016 | 0.11971 | 0.16737 | 0.023475 | 0.31374 | 0 | 0 | 0 | 0 | 0 | 0
7845 | 0.44932 | 0.59235 | 0.075206 | 0.35599 | 0.54345 | 0.24458 | 0.16021 | 0.12814 | 0.18299 | 0.027135 | 0.3321 | 0 | 0 | 0 | 0 | 0 | 0
7846 | 0.50105 | 0.6589 | 0.11066 | 0.39837 | 0.58338 | 0.26739 | 0.16716 | 0.13525 | 0.1958 | 0.043114 | 0.33742 | 0 | 0 | 0 | 0 | 0 | 0
7847 | 0.55852 | 0.72263 | 0.15293 | 0.44185 | 0.61409 | 0.27897 | 0.17405 | 0.1484 | 0.20884 | 0.066025 | 0.34196 | 0 | 0 | 0 | 0 | 0 | 0
7848 | 0.61781 | 0.77424 | 0.20103 | 0.48807 | 0.64536 | 0.28886 | 0.18353 | 0.1623 | 0.22438 | 0.085994 | 0.36038 | 0 | 0 | 0 | 0 | 0 | 0
7849 | 0.66146 | 0.81228 | 0.27514 | 0.5355 | 0.6699 | 0.29985 | 0.19978 | 0.18138 | 0.24092 | 0.10303 | 0.3794 | 0 | 0 | 0 | 0 | 0 | 0
7850 | 0.68841 | 0.83957 | 0.38253 | 0.58671 | 0.68919 | 0.32229 | 0.21658 | 0.2054 | 0.26265 | 0.12079 | 0.40212 | 0 | 0 | 0 | 0 | 0 | 0
7851 | 0.71551 | 0.85784 | 0.47417 | 0.6344 | 0.7135 | 0.34221 | 0.23051 | 0.22654 | 0.28476 | 0.13978 | 0.43052 | 0 | 0 | 0 | 0 | 0 | 0
7852 | 0.73221 | 0.87087 | 0.52505 | 0.66284 | 0.73128 | 0.35613 | 0.23551 | 0.241 | 0.30048 | 0.15537 | 0.44942 | 0 | 0 | 0 | 0 | 0 | 0
7853 | 0.74348 | 0.88246 | 0.57331 | 0.68929 | 0.75109 | 0.37518 | 0.23503 | 0.24977 | 0.31381 | 0.15628 | 0.474 | 0 | 0 | 0 | 0 | 0 | 0
7854 | 0.77451 | 0.89511 | 0.61824 | 0.72242 | 0.7745 | 0.40748 | 0.24109 | 0.2612 | 0.33524 | 0.1593 | 0.51297 | 0 | 0 | 0 | 0 | 0 | 0
7855 | 0.82058 | 0.90738 | 0.66191 | 0.76159 | 0.80227 | 0.44576 | 0.25292 | 0.27418 | 0.36459 | 0.17742 | 0.56101 | 0 | 0 | 0 | 0 | 0 | 0
7856 | 0.86218 | 0.91903 | 0.70701 | 0.7997 | 0.8299 | 0.48328 | 0.26914 | 0.29019 | 0.39451 | 0.20058 | 0.60398 | 0 | 0 | 0 | 0 | 0 | 0
7857 | 0.88371 | 0.9248 | 0.74679 | 0.83005 | 0.85965 | 0.5135 | 0.2864 | 0.30998 | 0.41862 | 0.21026 | 0.64075 | 0 | 0.024 | 0.02 | 0.00525 | 0.001 | 0
7858 | 0.888 | 0.92636 | 0.78522 | 0.85245 | 0.88413 | 0.5348 | 0.29456 | 0.32383 | 0.46155 | 0.30736 | 0.6802 | 0.024 | 0.103 | 0.102 | 0.04125 | 0.025 | 0.014
7859 | 0.88516 | 0.92136 | 0.75386 | 0.84373 | 0.89217 | 0.60801 | 0.3212 | 0.33772 | 0.52885 | 0.42336 | 0.7463 | 0.055 | 0.176 | 0.183 | 0.08475 | 0.068 | 0.033
7860 | 0.85439 | 0.91198 | 0.70927 | 0.81165 | 0.8713 | 0.70721 | 0.35605 | 0.39481 | 0.58385 | 0.48279 | 0.75059 | 0.064 | 0.215 | 0.227 | 0.1085 | 0.106 | 0.037
7861 | 0.76975 | 0.89637 | 0.70814 | 0.77134 | 0.83614 | 0.73972 | 0.40312 | 0.45306 | 0.61715 | 0.54584 | 0.72997 | 0.056 | 0.212 | 0.231 | 0.107 | 0.108 | 0.033
7862 | 0.57824 | 0.8706 | 0.74269 | 0.7006 | 0.78088 | 0.7664 | 0.42478 | 0.47245 | 0.63574 | 0.59686 | 0.70727 | 0.047 | 0.177 | 0.201 | 0.08825 | 0.081 | 0.024
7863 | 0.36469 | 0.8366 | 0.61558 | 0.54632 | 0.65869 | 0.74753 | 0.43322 | 0.46264 | 0.62408 | 0.63813 | 0.648 | 0.036 | 0.123 | 0.153 | 0.064 | 0.053 | 0.014
7864 | 0.31341 | 0.80017 | 0.65943 | 0.4989 | 0.52385 | 0.71296 | 0.45084 | 0.45863 | 0.60611 | 0.68031 | 0.57256 | 0.013 | 0.057 | 0.091 | 0.03475 | 0.031 | 0.004
7865 | 0.3776 | 0.76148 | 0.68021 | 0.50131 | 0.44613 | 0.6479 | 0.4761 | 0.46491 | 0.58197 | 0.728 | 0.48707 | 0 | 0.002 | 0.032 | 0.00875 | 0.003 | 0
7866 | 0.46465 | 0.71352 | 0.60756 | 0.49204 | 0.40391 | 0.56478 | 0.47691 | 0.43746 | 0.53975 | 0.75679 | 0.39997 | 0 | 0 | 0 | 0 | 0 | 0
7867 | 0.52829 | 0.65255 | 0.56912 | 0.49007 | 0.37279 | 0.48222 | 0.45776 | 0.40791 | 0.49387 | 0.74921 | 0.33615 | 0 | 0 | 0 | 0 | 0 | 0
7868 | 0.54684 | 0.57554 | 0.57331 | 0.49734 | 0.37188 | 0.41969 | 0.43147 | 0.38554 | 0.45813 | 0.72301 | 0.3043 | 0 | 0 | 0 | 0 | 0 | 0
7869 | 0.54074 | 0.48959 | 0.63008 | 0.51172 | 0.36433 | 0.36807 | 0.39963 | 0.37821 | 0.42663 | 0.67643 | 0.28383 | 0 | 0 | 0 | 0 | 0 | 0
7870 | 0.5293 | 0.41827 | 0.65693 | 0.5161 | 0.36207 | 0.33618 | 0.36563 | 0.36696 | 0.38453 | 0.5662 | 0.26878 | 0 | 0 | 0 | 0 | 0 | 0
7871 | 0.52272 | 0.36042 | 0.65064 | 0.50924 | 0.35436 | 0.33313 | 0.33815 | 0.36047 | 0.34934 | 0.45695 | 0.24681 | 0 | 0 | 0 | 0 | 0 | 0
7872 | 0.52203 | 0.30666 | 0.65568 | 0.50268 | 0.33034 | 0.33723 | 0.3122 | 0.35807 | 0.33069 | 0.40237 | 0.22509 | 0 | 0 | 0 | 0 | 0 | 0
7873 | 0.50649 | 0.26414 | 0.64938 | 0.49743 | 0.33641 | 0.3407 | 0.28302 | 0.33992 | 0.31206 | 0.34353 | 0.22408 | 0 | 0 | 0 | 0 | 0 | 0
7874 | 0.47418 | 0.24049 | 0.66931 | 0.49276 | 0.33479 | 0.32828 | 0.25404 | 0.33228 | 0.30172 | 0.32779 | 0.21853 | 0 | 0 | 0 | 0 | 0 | 0
7875 | 0.42739 | 0.2255 | 0.65317 | 0.46829 | 0.32432 | 0.30372 | 0.22039 | 0.32569 | 0.30099 | 0.36597 | 0.20858 | 0 | 0 | 0 | 0 | 0 | 0
7876 | 0.40686 | 0.21581 | 0.66067 | 0.46355 | 0.32312 | 0.28398 | 0.19647 | 0.31346 | 0.28146 | 0.32341 | 0.20499 | 0 | 0 | 0 | 0 | 0 | 0
7877 | 0.41465 | 0.2099 | 0.70475 | 0.48627 | 0.33942 | 0.27546 | 0.1855 | 0.30275 | 0.27264 | 0.29534 | 0.21703 | 0 | 0 | 0 | 0 | 0 | 0
7878 | 0.44629 | 0.20409 | 0.70927 | 0.50487 | 0.35906 | 0.27199 | 0.18266 | 0.28916 | 0.26482 | 0.27136 | 0.22678 | 0 | 0 | 0 | 0 | 0 | 0
7879 | 0.49385 | 0.1928 | 0.70361 | 0.52231 | 0.36947 | 0.27751 | 0.17101 | 0.28662 | 0.26273 | 0.25655 | 0.23026 | 0 | 0 | 0 | 0 | 0 | 0
7880 | 0.52971 | 0.17244 | 0.75286 | 0.55241 | 0.37467 | 0.28367 | 0.16224 | 0.27844 | 0.26196 | 0.25765 | 0.22806 | 0 | 0 | 0 | 0 | 0 | 0
7881 | 0.55449 | 0.15546 | 0.75085 | 0.56191 | 0.38039 | 0.28599 | 0.15 | 0.26547 | 0.2596 | 0.26284 | 0.22409 | 0 | 0.003 | 0.004 | 0.001 | 0 | 0
7882 | 0.58839 | 0.15016 | 0.68617 | 0.55252 | 0.38299 | 0.28201 | 0.12881 | 0.24562 | 0.24983 | 0.25549 | 0.2162 | 0.016 | 0.025 | 0.036 | 0.02025 | 0.003 | 0.026
7883 | 0.59719 | 0.15815 | 0.70475 | 0.5608 | 0.38046 | 0.25799 | 0.1165 | 0.23711 | 0.23453 | 0.24741 | 0.19562 | 0.059 | 0.054 | 0.083 | 0.05675 | 0.012 | 0.073
7884 | 0.59423 | 0.17419 | 0.72037 | 0.56522 | 0.38107 | 0.24561 | 0.10919 | 0.27002 | 0.23846 | 0.25854 | 0.17968 | 0.102 | 0.079 | 0.122 | 0.0885 | 0.025 | 0.105
7885 | 0.59851 | 0.1897 | 0.69556 | 0.56223 | 0.39261 | 0.30499 | 0.1032 | 0.33782 | 0.27209 | 0.24807 | 0.1975 | 0.14 | 0.084 | 0.152 | 0.10975 | 0.031 | 0.116
7886 | 0.60488 | 0.19992 | 0.74372 | 0.58669 | 0.41146 | 0.31398 | 0.093492 | 0.38449 | 0.29216 | 0.26014 | 0.21005 | 0.146 | 0.071 | 0.155 | 0.11 | 0.035 | 0.104
7887 | 0.58582 | 0.21449 | 0.78342 | 0.60161 | 0.4356 | 0.28788 | 0.083827 | 0.39485 | 0.28628 | 0.24418 | 0.21822 | 0.124 | 0.046 | 0.135 | 0.09575 | 0.051 | 0.073
7888 | 0.57669 | 0.25412 | 0.73749 | 0.58986 | 0.45539 | 0.27476 | 0.089441 | 0.38049 | 0.28087 | 0.2454 | 0.22281 | 0.067 | 0.017 | 0.091 | 0.05775 | 0.039 | 0.034
7889 | 0.58913 | 0.31063 | 0.73434 | 0.599 | 0.47354 | 0.28748 | 0.10543 | 0.38859 | 0.29547 | 0.26656 | 0.23927 | 0.01 | 0 | 0.034 | 0.01275 | 0.005 | 0.002
7890 | 0.61841 | 0.37795 | 0.81955 | 0.6434 | 0.49225 | 0.30718 | 0.11207 | 0.4323 | 0.31569 | 0.26366 | 0.25963 | 0 | 0 | 0 | 0 | 0 | 0
7891 | 0.63646 | 0.43518 | 0.8234 | 0.65152 | 0.49472 | 0.29732 | 0.11083 | 0.44507 | 0.30842 | 0.21904 | 0.27227 | 0 | 0 | 0 | 0 | 0 | 0
7892 | 0.6319 | 0.48623 | 0.75085 | 0.62651 | 0.49677 | 0.30083 | 0.10892 | 0.43374 | 0.30525 | 0.19824 | 0.2882 | 0 | 0 | 0 | 0 | 0 | 0
7893 | 0.61553 | 0.52748 | 0.80839 | 0.64785 | 0.51964 | 0.28747 | 0.10686 | 0.42218 | 0.30601 | 0.19572 | 0.31866 | 0 | 0 | 0 | 0 | 0 | 0
7894 | 0.59894 | 0.54309 | 0.8211 | 0.64657 | 0.51966 | 0.29687 | 0.10699 | 0.40522 | 0.31076 | 0.19923 | 0.34174 | 0 | 0 | 0 | 0 | 0 | 0
7895 | 0.56666 | 0.54187 | 0.79319 | 0.62365 | 0.51109 | 0.29283 | 0.11044 | 0.3996 | 0.31594 | 0.22046 | 0.35086 | 0 | 0 | 0 | 0 | 0 | 0
7896 | 0.52485 | 0.52704 | 0.75286 | 0.59056 | 0.49396 | 0.30568 | 0.11233 | 0.38991 | 0.31919 | 0.23277 | 0.34841 | 0 | 0 | 0 | 0 | 0 | 0
7897 | 0.47741 | 0.50454 | 0.72902 | 0.55699 | 0.46454 | 0.31087 | 0.11311 | 0.38092 | 0.32172 | 0.25879 | 0.33629 | 0 | 0 | 0 | 0 | 0 | 0
7898 | 0.41612 | 0.47308 | 0.70017 | 0.51345 | 0.42404 | 0.30473 | 0.11216 | 0.36965 | 0.31562 | 0.26997 | 0.31812 | 0 | 0 | 0 | 0 | 0 | 0
7899 | 0.35338 | 0.45012 | 0.64044 | 0.4572 | 0.37777 | 0.2853 | 0.11291 | 0.34926 | 0.30879 | 0.30673 | 0.29386 | 0 | 0 | 0 | 0 | 0 | 0
7900 | 0.31116 | 0.4303 | 0.58578 | 0.41658 | 0.35281 | 0.26159 | 0.11692 | 0.3211 | 0.29065 | 0.30407 | 0.27585 | 0 | 0 | 0 | 0 | 0 | 0
7901 | 0.28014 | 0.40286 | 0.57609 | 0.38953 | 0.31237 | 0.23695 | 0.1177 | 0.30005 | 0.26699 | 0.28152 | 0.24946 | 0 | 0 | 0 | 0 | 0 | 0
7902 | 0.24102 | 0.35535 | 0.57191 | 0.35595 | 0.25493 | 0.19055 | 0.11434 | 0.27951 | 0.23359 | 0.25504 | 0.20925 | 0 | 0 | 0 | 0 | 0 | 0
7903 | 0.18925 | 0.30819 | 0.58578 | 0.32375 | 0.1962 | 0.14284 | 0.10683 | 0.24953 | 0.19191 | 0.20767 | 0.1676 | 0 | 0 | 0 | 0 | 0 | 0
7904 | 0.15032 | 0.27179 | 0.56771 | 0.28999 | 0.15194 | 0.09605 | 0.094431 | 0.22039 | 0.14545 | 0.13063 | 0.13474 | 0 | 0 | 0 | 0 | 0 | 0
7905 | 0.12058 | 0.22359 | 0.52649 | 0.25367 | 0.11394 | 0.066487 | 0.081523 | 0.19253 | 0.11482 | 0.091683 | 0.10857 | 0 | 0.004 | 0.008 | 0.00225 | 0 | 0.001
7906 | 0.091079 | 0.16287 | 0.43759 | 0.20011 | 0.071653 | 0.04488 | 0.061979 | 0.16567 | 0.092538 | 0.083979 | 0.075624 | 0.034 | 0.041 | 0.065 | 0.054 | 0.024 | 0.093
7907 | 0.060362 | 0.13061 | 0.34443 | 0.14902 | 0.042267 | 0.023824 | 0.042356 | 0.14969 | 0.07605 | 0.081966 | 0.048719 | 0.097 | 0.096 | 0.146 | 0.133 | 0.062 | 0.227
7908 | 0.043708 | 0.1174 | 0.31974 | 0.13115 | 0.029989 | 0.014482 | 0.032666 | 0.15352 | 0.066082 | 0.060708 | 0.035613 | 0.154 | 0.142 | 0.225 | 0.18825 | 0.096 | 0.278
7909 | 0.033295 | 0.1023 | 0.3969 | 0.15293 | 0.028607 | 0.017304 | 0.032448 | 0.17006 | 0.06815 | 0.051594 | 0.033647 | 0.203 | 0.174 | 0.288 | 0.22925 | 0.112 | 0.314
7910 | 0.02673 | 0.096276 | 0.37967 | 0.14489 | 0.02827 | 0.018568 | 0.034819 | 0.17222 | 0.07015 | 0.055692 | 0.034119 | 0.219 | 0.174 | 0.299 | 0.2435 | 0.105 | 0.351
7911 | 0.020023 | 0.10138 | 0.32381 | 0.12485 | 0.030715 | 0.016717 | 0.036827 | 0.16605 | 0.067989 | 0.054601 | 0.034584 | 0.225 | 0.129 | 0.251 | 0.21125 | 0.088 | 0.281
7912 | 0.016644 | 0.10155 | 0.24793 | 0.10007 | 0.035638 | 0.014029 | 0.04757 | 0.15011 | 0.061722 | 0.044069 | 0.038678 | 0.148 | 0.056 | 0.167 | 0.12675 | 0.045 | 0.147
7913 | 0.014408 | 0.090472 | 0.18314 | 0.077637 | 0.035358 | 0.011052 | 0.062948 | 0.12759 | 0.052931 | 0.035338 | 0.037743 | 0.027 | 0.001 | 0.064 | 0.0275 | 0.005 | 0.014
7914 | 0.00978 | 0.081475 | 0.16716 | 0.069178 | 0.030595 | 0.006369 | 0.0692 | 0.11666 | 0.045627 | 0.029454 | 0.030022 | 0 | 0 | 0 | 0 | 0 | 0
7915 | 0.009227 | 0.084628 | 0.14118 | 0.060162 | 0.030081 | 0.003121 | 0.067391 | 0.10523 | 0.03968 | 0.025097 | 0.025268 | 0 | 0 | 0 | 0 | 0 | 0
7916 | 0.014529 | 0.10034 | 0.1177 | 0.058757 | 0.044041 | 0.003735 | 0.063199 | 0.092658 | 0.036069 | 0.017878 | 0.030003 | 0 | 0 | 0 | 0 | 0 | 0
7917 | 0.028738 | 0.13016 | 0.092345 | 0.065697 | 0.076009 | 0.013027 | 0.059198 | 0.08324 | 0.039053 | 0.009691 | 0.050255 | 0 | 0 | 0 | 0 | 0 | 0
7918 | 0.057462 | 0.17101 | 0.075206 | 0.086128 | 0.12571 | 0.041621 | 0.058013 | 0.077962 | 0.052545 | 0.002376 | 0.088222 | 0 | 0 | 0 | 0 | 0 | 0
7919 | 0.095444 | 0.22378 | 0.063267 | 0.11278 | 0.17963 | 0.08842 | 0.060326 | 0.078145 | 0.075352 | 0.000538 | 0.1343 | 0 | 0 | 0 | 0 | 0 | 0
7920 | 0.13179 | 0.28494 | 0.04878 | 0.13641 | 0.22867 | 0.14498 | 0.064025 | 0.086844 | 0.10255 | 1.5e-05 | 0.17838 | 0 | 0 | 0 | 0 | 0 | 0
7921 | 0.16486 | 0.34757 | 0.033169 | 0.15626 | 0.27077 | 0.19889 | 0.069177 | 0.098792 | 0.12935 | 0.003528 | 0.21619 | 0 | 0 | 0 | 0 | 0 | 0
7922 | 0.19263 | 0.40608 | 0.021862 | 0.17389 | 0.30717 | 0.22468 | 0.072538 | 0.11045 | 0.14696 | 0.012342 | 0.24036 | 0 | 0 | 0 | 0 | 0 | 0
7923 | 0.2124 | 0.46494 | 0.016232 | 0.18383 | 0.32287 | 0.20056 | 0.070343 | 0.11319 | 0.14238 | 0.024214 | 0.23158 | 0 | 0 | 0 | 0 | 0 | 0
7924 | 0.23276 | 0.51985 | 0.014825 | 0.19427 | 0.33523 | 0.17594 | 0.067774 | 0.10759 | 0.13531 | 0.038264 | 0.21944 | 0 | 0 | 0 | 0 | 0 | 0
7925 | 0.25034 | 0.56646 | 0.024643 | 0.20839 | 0.35019 | 0.17144 | 0.070235 | 0.10413 | 0.13727 | 0.053708 | 0.21982 | 0 | 0 | 0 | 0 | 0 | 0
7926 | 0.27529 | 0.59641 | 0.05184 | 0.22601 | 0.3509 | 0.18354 | 0.075844 | 0.10803 | 0.14401 | 0.071438 | 0.21303 | 0 | 0 | 0 | 0 | 0 | 0
7927 | 0.30958 | 0.61831 | 0.073347 | 0.25264 | 0.37499 | 0.20026 | 0.084974 | 0.11555 | 0.15346 | 0.078941 | 0.2191 | 0 | 0 | 0 | 0 | 0 | 0
7928 | 0.34699 | 0.63641 | 0.092345 | 0.28355 | 0.41133 | 0.22271 | 0.097623 | 0.12761 | 0.16521 | 0.07731 | 0.23321 | 0 | 0 | 0 | 0 | 0 | 0
7929 | 0.38037 | 0.65677 | 0.1201 | 0.32237 | 0.46664 | 0.24973 | 0.11271 | 0.13763 | 0.18546 | 0.085361 | 0.26913 | 0.001 | 0.013 | 0.019 | 0.0055 | 0.002 | 0
7930 | 0.4136 | 0.67978 | 0.15665 | 0.35153 | 0.48433 | 0.28535 | 0.12521 | 0.14326 | 0.20601 | 0.08775 | 0.30767 | 0.033 | 0.081 | 0.111 | 0.05125 | 0.055 | 0.006
7931 | 0.46552 | 0.69599 | 0.20977 | 0.3939 | 0.50642 | 0.31062 | 0.13674 | 0.14928 | 0.22213 | 0.095781 | 0.33285 | 0.11 | 0.184 | 0.226 | 0.1265 | 0.146 | 0.024
7932 | 0.52572 | 0.7107 | 0.26012 | 0.43578 | 0.5215 | 0.31489 | 0.14083 | 0.15524 | 0.22768 | 0.096008 | 0.34457 | 0.175 | 0.269 | 0.309 | 0.1915 | 0.229 | 0.053
7933 | 0.59148 | 0.73061 | 0.33613 | 0.49633 | 0.56139 | 0.32825 | 0.14692 | 0.1705 | 0.24136 | 0.098686 | 0.36799 | 0.184 | 0.311 | 0.356 | 0.22175 | 0.272 | 0.075
7934 | 0.64535 | 0.74891 | 0.39835 | 0.54761 | 0.59915 | 0.33849 | 0.15353 | 0.1952 | 0.25799 | 0.1043 | 0.39397 | 0.156 | 0.303 | 0.359 | 0.21025 | 0.261 | 0.065
7935 | 0.66749 | 0.76324 | 0.43467 | 0.5788 | 0.63424 | 0.35978 | 0.15016 | 0.21864 | 0.28031 | 0.11757 | 0.42523 | 0.117 | 0.238 | 0.309 | 0.1745 | 0.234 | 0.038
7936 | 0.69588 | 0.77177 | 0.46832 | 0.61269 | 0.67387 | 0.36941 | 0.16509 | 0.231 | 0.29775 | 0.13678 | 0.45381 | 0.061 | 0.124 | 0.216 | 0.1155 | 0.175 | 0.01
7937 | 0.72831 | 0.78282 | 0.57887 | 0.68016 | 0.73329 | 0.4117 | 0.20951 | 0.2535 | 0.33432 | 0.16786 | 0.50421 | 0.006 | 0.005 | 0.091 | 0.03225 | 0.032 | 0
7938 | 0.74709 | 0.79338 | 0.64429 | 0.71826 | 0.7634 | 0.44586 | 0.24606 | 0.29668 | 0.36835 | 0.19873 | 0.53212 | 0 | 0 | 0.001 | 0.00025 | 0 | 0
7939 | 0.76223 | 0.808 | 0.66808 | 0.73281 | 0.76812 | 0.46537 | 0.26421 | 0.33495 | 0.38689 | 0.2129 | 0.53433 | 0 | 0 | 0 | 0 | 0 | 0
7940 | 0.7769 | 0.83347 | 0.7258 | 0.76456 | 0.79098 | 0.49602 | 0.29405 | 0.37689 | 0.41515 | 0.23472 | 0.55297 | 0 | 0 | 0 | 0 | 0 | 0
7941 | 0.78116 | 0.86464 | 0.77514 | 0.79789 | 0.83737 | 0.55977 | 0.30617 | 0.42128 | 0.46878 | 0.26629 | 0.62777 | 0 | 0 | 0 | 0 | 0 | 0
7942 | 0.75846 | 0.89029 | 0.86678 | 0.81806 | 0.82893 | 0.57298 | 0.31258 | 0.4486 | 0.4898 | 0.29809 | 0.63952 | 0 | 0 | 0 | 0 | 0 | 0
7943 | 0.71676 | 0.90899 | 0.91039 | 0.81881 | 0.82929 | 0.58512 | 0.32493 | 0.45921 | 0.50269 | 0.32719 | 0.63924 | 0 | 0 | 0 | 0 | 0 | 0
7944 | 0.56001 | 0.91831 | 0.76758 | 0.71443 | 0.81571 | 0.57975 | 0.33611 | 0.45927 | 0.50848 | 0.35774 | 0.63718 | 0 | 0 | 0 | 0 | 0 | 0
7945 | 0.69882 | 0.92243 | 0.79492 | 0.72591 | 0.68399 | 0.59697 | 0.34146 | 0.46896 | 0.52919 | 0.45136 | 0.59946 | 0 | 0 | 0 | 0 | 0 | 0
7946 | 0.86857 | 0.89726 | 0.79319 | 0.77738 | 0.67039 | 0.54553 | 0.34272 | 0.4766 | 0.5052 | 0.49073 | 0.50792 | 0 | 0 | 0 | 0 | 0 | 0
7947 | 0.86106 | 0.83516 | 0.76565 | 0.77745 | 0.70563 | 0.49231 | 0.35501 | 0.44639 | 0.47711 | 0.48977 | 0.47995 | 0 | 0 | 0 | 0 | 0 | 0
7948 | 0.8326 | 0.79011 | 0.71817 | 0.75341 | 0.70947 | 0.49436 | 0.34991 | 0.39648 | 0.46161 | 0.44627 | 0.50931 | 0 | 0 | 0 | 0 | 0 | 0
7949 | 0.82385 | 0.7838 | 0.70588 | 0.76112 | 0.75364 | 0.53844 | 0.34774 | 0.38722 | 0.45221 | 0.33228 | 0.55091 | 0 | 0 | 0 | 0 | 0 | 0
7950 | 0.80157 | 0.82466 | 0.67901 | 0.75112 | 0.77277 | 0.54912 | 0.34337 | 0.38561 | 0.45138 | 0.28757 | 0.58323 | 0 | 0 | 0 | 0 | 0 | 0
7951 | 0.75862 | 0.82738 | 0.62484 | 0.71419 | 0.75911 | 0.48237 | 0.34113 | 0.35348 | 0.42732 | 0.31684 | 0.55659 | 0 | 0 | 0 | 0 | 0 | 0
7952 | 0.70867 | 0.80986 | 0.54652 | 0.66555 | 0.74146 | 0.44043 | 0.3586 | 0.33637 | 0.47005 | 0.54918 | 0.5542 | 0 | 0 | 0 | 0 | 0 | 0
7953 | 0.68935 | 0.79389 | 0.44636 | 0.62083 | 0.72677 | 0.38786 | 0.37743 | 0.30905 | 0.43949 | 0.52097 | 0.54007 | 0 | 0.013 | 0.006 | 0.002 | 0.001 | 0.001
7954 | 0.67168 | 0.76868 | 0.35 | 0.57448 | 0.70175 | 0.32445 | 0.36712 | 0.26704 | 0.38567 | 0.4602 | 0.491 | 0.044 | 0.06 | 0.064 | 0.06625 | 0.056 | 0.101
7955 | 0.61972 | 0.73937 | 0.24075 | 0.50106 | 0.64272 | 0.26868 | 0.35025 | 0.21733 | 0.32768 | 0.40729 | 0.41742 | 0.127 | 0.103 | 0.177 | 0.16475 | 0.094 | 0.261
7956 | 0.56379 | 0.71516 | 0.23368 | 0.46102 | 0.58561 | 0.28591 | 0.35314 | 0.21781 | 0.3189 | 0.3883 | 0.38356 | 0.219 | 0.134 | 0.287 | 0.24675 | 0.12 | 0.361
7957 | 0.56729 | 0.68704 | 0.4654 | 0.54294 | 0.59612 | 0.35296 | 0.36109 | 0.29629 | 0.36244 | 0.35972 | 0.44081 | 0.305 | 0.15 | 0.35 | 0.297 | 0.152 | 0.381
7958 | 0.62867 | 0.66937 | 0.68854 | 0.64464 | 0.61671 | 0.38955 | 0.37646 | 0.36921 | 0.39235 | 0.35352 | 0.45714 | 0.318 | 0.148 | 0.36 | 0.317 | 0.249 | 0.341
7959 | 0.73283 | 0.67964 | 0.78251 | 0.72745 | 0.667 | 0.40565 | 0.36834 | 0.41979 | 0.41611 | 0.37203 | 0.46698 | 0.244 | 0.116 | 0.305 | 0.2605 | 0.261 | 0.232
7960 | 0.82007 | 0.71243 | 0.8234 | 0.79216 | 0.733 | 0.4521 | 0.36738 | 0.45099 | 0.43396 | 0.32951 | 0.50324 | 0.083 | 0.055 | 0.198 | 0.12425 | 0.149 | 0.067
7961 | 0.8659 | 0.76128 | 0.85305 | 0.83486 | 0.78563 | 0.49568 | 0.38839 | 0.49754 | 0.47239 | 0.35874 | 0.53761 | 0.002 | 0.002 | 0.074 | 0.022 | 0.011 | 0.001
7962 | 0.9084 | 0.82076 | 0.86618 | 0.86175 | 0.81067 | 0.52581 | 0.39602 | 0.54986 | 0.50332 | 0.39501 | 0.5426 | 0 | 0 | 0.001 | 0.00025 | 0 | 0
7963 | 0.94996 | 0.87689 | 0.8914 | 0.90053 | 0.86022 | 0.60229 | 0.40099 | 0.57054 | 0.54736 | 0.40576 | 0.61086 | 0 | 0 | 0 | 0 | 0 | 0
7964 | 0.97079 | 0.9159 | 0.91703 | 0.9308 | 0.90458 | 0.69866 | 0.40975 | 0.598 | 0.61325 | 0.45266 | 0.70368 | 0 | 0 | 0 | 0 | 0 | 0
7965 | 0.97492 | 0.9367 | 0.92096 | 0.94707 | 0.94534 | 0.77505 | 0.4448 | 0.61926 | 0.68724 | 0.53342 | 0.82123 | 0 | 0 | 0 | 0 | 0 | 0
7966 | 0.96818 | 0.95046 | 0.91703 | 0.9462 | 0.95338 | 0.82462 | 0.47406 | 0.63148 | 0.7346 | 0.6077 | 0.8746 | 0 | 0 | 0 | 0 | 0 | 0
7967 | 0.96087 | 0.95759 | 0.90824 | 0.94107 | 0.95411 | 0.87286 | 0.50282 | 0.64366 | 0.78361 | 0.72021 | 0.89772 | 0 | 0 | 0 | 0 | 0 | 0
7968 | 0.95375 | 0.95671 | 0.93452 | 0.94741 | 0.95395 | 0.89072 | 0.5578 | 0.65172 | 0.80692 | 0.79607 | 0.88917 | 0 | 0 | 0 | 0 | 0 | 0
7969 | 0.93998 | 0.94836 | 0.94205 | 0.93925 | 0.93571 | 0.88925 | 0.60279 | 0.65719 | 0.81114 | 0.84189 | 0.85622 | 0 | 0 | 0 | 0 | 0 | 0
7970 | 0.93135 | 0.9418 | 0.93712 | 0.92934 | 0.91956 | 0.86613 | 0.63985 | 0.66638 | 0.80286 | 0.8515 | 0.82743 | 0 | 0 | 0 | 0 | 0 | 0
7971 | 0.92618 | 0.93744 | 0.93993 | 0.92212 | 0.90025 | 0.84798 | 0.67193 | 0.67728 | 0.79557 | 0.85417 | 0.80287 | 0 | 0 | 0 | 0 | 0 | 0
7972 | 0.92912 | 0.93594 | 0.94205 | 0.92165 | 0.89377 | 0.8262 | 0.68974 | 0.69027 | 0.77551 | 0.80458 | 0.78099 | 0 | 0 | 0 | 0 | 0 | 0
7973 | 0.92859 | 0.92793 | 0.93615 | 0.92597 | 0.91317 | 0.80923 | 0.70488 | 0.6847 | 0.76609 | 0.78583 | 0.78463 | 0 | 0 | 0 | 0 | 0 | 0
7974 | 0.92233 | 0.916 | 0.92058 | 0.92131 | 0.92101 | 0.79756 | 0.70831 | 0.67525 | 0.75997 | 0.78225 | 0.78484 | 0 | 0 | 0 | 0 | 0 | 0
7975 | 0.91594 | 0.90848 | 0.91167 | 0.91321 | 0.91204 | 0.79392 | 0.70024 | 0.67237 | 0.76355 | 0.80999 | 0.77791 | 0 | 0 | 0 | 0 | 0 | 0
7976 | 0.90568 | 0.90237 | 0.90288 | 0.90249 | 0.89892 | 0.78736 | 0.6917 | 0.67831 | 0.76889 | 0.84313 | 0.76677 | 0 | 0 | 0 | 0 | 0 | 0
7977 | 0.8972 | 0.8973 | 0.90997 | 0.89696 | 0.88372 | 0.7795 | 0.67993 | 0.68032 | 0.75896 | 0.8383 | 0.73773 | 0 | 0.002 | 0.01 | 0.0025 | 0 | 0
7978 | 0.90058 | 0.8974 | 0.93419 | 0.9007 | 0.86733 | 0.77761 | 0.67229 | 0.67381 | 0.74811 | 0.83252 | 0.70849 | 0.004 | 0.012 | 0.057 | 0.01925 | 0.004 | 0.012
7979 | 0.92104 | 0.89505 | 0.94939 | 0.90914 | 0.857 | 0.7988 | 0.66221 | 0.68896 | 0.75384 | 0.82607 | 0.70153 | 0.019 | 0.025 | 0.115 | 0.046 | 0.013 | 0.037
7980 | 0.95737 | 0.88706 | 0.95327 | 0.92673 | 0.86956 | 0.84116 | 0.64855 | 0.72668 | 0.78177 | 0.84547 | 0.71378 | 0.031 | 0.036 | 0.161 | 0.06525 | 0.028 | 0.041
7981 | 0.97611 | 0.88903 | 0.95376 | 0.94601 | 0.90814 | 0.89 | 0.63425 | 0.7612 | 0.82444 | 0.87956 | 0.76699 | 0.036 | 0.04 | 0.183 | 0.07325 | 0.034 | 0.04
7982 | 0.97952 | 0.91759 | 0.95376 | 0.96181 | 0.95215 | 0.92204 | 0.6358 | 0.78473 | 0.86729 | 0.90956 | 0.85282 | 0.036 | 0.035 | 0.184 | 0.06875 | 0.025 | 0.03
7983 | 0.98052 | 0.95278 | 0.95045 | 0.96818 | 0.97358 | 0.94127 | 0.6519 | 0.79152 | 0.89211 | 0.93062 | 0.90504 | 0.044 | 0.021 | 0.156 | 0.06275 | 0.022 | 0.029
7984 | 0.98114 | 0.96588 | 0.94235 | 0.96727 | 0.97833 | 0.94551 | 0.68905 | 0.78334 | 0.89939 | 0.94274 | 0.92596 | 0.026 | 0.006 | 0.099 | 0.04325 | 0.027 | 0.021
7985 | 0.97967 | 0.96744 | 0.9461 | 0.96926 | 0.98201 | 0.94547 | 0.73168 | 0.77262 | 0.8988 | 0.94115 | 0.93596 | 0.001 | 0 | 0.035 | 0.0095 | 0.002 | 0
7986 | 0.9754 | 0.96161 | 0.95071 | 0.97019 | 0.98445 | 0.94328 | 0.77642 | 0.77181 | 0.90287 | 0.94417 | 0.9522 | 0 | 0 | 0.001 | 0.00025 | 0 | 0
7987 | 0.97177 | 0.9402 | 0.94858 | 0.96738 | 0.98178 | 0.95153 | 0.82142 | 0.771 | 0.90657 | 0.94936 | 0.9544 | 0 | 0 | 0 | 0 | 0 | 0
7988 | 0.97858 | 0.92195 | 0.94411 | 0.96953 | 0.98589 | 0.95477 | 0.86929 | 0.7678 | 0.91072 | 0.95593 | 0.96437 | 0 | 0 | 0 | 0 | 0 | 0
7989 | 0.97654 | 0.95984 | 0.93286 | 0.96301 | 0.97962 | 0.95542 | 0.90221 | 0.76056 | 0.90607 | 0.9613 | 0.947 | 0 | 0 | 0 | 0 | 0 | 0
7990 | 0.94869 | 0.9805 | 0.91582 | 0.94553 | 0.97209 | 0.94998 | 0.92536 | 0.7524 | 0.89434 | 0.96181 | 0.91318 | 0 | 0 | 0 | 0 | 0 | 0
7991 | 0.9308 | 0.96735 | 0.89727 | 0.93427 | 0.97475 | 0.93498 | 0.93179 | 0.74771 | 0.88568 | 0.9641 | 0.89595 | 0 | 0 | 0 | 0 | 0 | 0
7992 | 0.93748 | 0.96466 | 0.88938 | 0.93376 | 0.97441 | 0.9051 | 0.91378 | 0.73469 | 0.87532 | 0.96405 | 0.89742 | 0 | 0 | 0 | 0 | 0 | 0
7993 | 0.9228 | 0.97088 | 0.87378 | 0.92082 | 0.96586 | 0.85112 | 0.89353 | 0.71364 | 0.85069 | 0.96177 | 0.87623 | 0 | 0 | 0 | 0 | 0 | 0
7994 | 0.89384 | 0.97954 | 0.85174 | 0.9016 | 0.95923 | 0.77111 | 0.86538 | 0.68459 | 0.8117 | 0.94526 | 0.84582 | 0 | 0 | 0 | 0 | 0 | 0
7995 | 0.85701 | 0.9822 | 0.86797 | 0.89151 | 0.94955 | 0.68282 | 0.84019 | 0.65734 | 0.76156 | 0.89068 | 0.81542 | 0 | 0 | 0 | 0 | 0 | 0
7996 | 0.81154 | 0.98252 | 0.8491 | 0.86445 | 0.93271 | 0.60571 | 0.81873 | 0.63245 | 0.71723 | 0.84445 | 0.78631 | 0 | 0 | 0 | 0 | 0 | 0
7997 | 0.76 | 0.9822 | 0.8381 | 0.83414 | 0.90432 | 0.52793 | 0.80768 | 0.60654 | 0.66622 | 0.78688 | 0.74355 | 0 | 0 | 0 | 0 | 0 | 0
7998 | 0.69788 | 0.98196 | 0.84092 | 0.80052 | 0.86276 | 0.46769 | 0.80336 | 0.57621 | 0.61056 | 0.70898 | 0.68937 | 0 | 0 | 0 | 0 | 0 | 0
7999 | 0.6059 | 0.97904 | 0.84022 | 0.75328 | 0.81371 | 0.37063 | 0.79082 | 0.55336 | 0.54465 | 0.62653 | 0.62807 | 0 | 0 | 0 | 0 | 0 | 0
8000 | 0.49907 | 0.96872 | 0.86738 | 0.70619 | 0.75211 | 0.26943 | 0.76419 | 0.55039 | 0.47325 | 0.50941 | 0.56376 | 0 | 0 | 0 | 0 | 0 | 0
8001 | 0.3786 | 0.95003 | 0.87321 | 0.64361 | 0.67904 | 0.22814 | 0.72681 | 0.57833 | 0.4231 | 0.40086 | 0.48506 | 0 | 0.003 | 0.011 | 0.00275 | 0 | 0
8002 | 0.29533 | 0.92534 | 0.85564 | 0.58895 | 0.61588 | 0.25443 | 0.68155 | 0.59561 | 0.41136 | 0.38851 | 0.40687 | 0.003 | 0.028 | 0.067 | 0.02075 | 0.004 | 0.009
8003 | 0.49558 | 0.89667 | 0.84574 | 0.63012 | 0.54903 | 0.39655 | 0.64188 | 0.60106 | 0.4752 | 0.54737 | 0.35584 | 0.01 | 0.068 | 0.134 | 0.044 | 0.009 | 0.023
8004 | 0.86309 | 0.86298 | 0.8381 | 0.71045 | 0.43016 | 0.62202 | 0.61894 | 0.61745 | 0.59386 | 0.7949 | 0.34107 | 0.017 | 0.099 | 0.196 | 0.06325 | 0.015 | 0.025
8005 | 0.96553 | 0.82477 | 0.89437 | 0.76933 | 0.44807 | 0.80281 | 0.6149 | 0.65167 | 0.67578 | 0.86583 | 0.38281 | 0.024 | 0.099 | 0.246 | 0.07775 | 0.022 | 0.019
8006 | 0.97455 | 0.76011 | 0.92836 | 0.83963 | 0.61598 | 0.88778 | 0.59081 | 0.68145 | 0.72945 | 0.86782 | 0.48078 | 0.025 | 0.066 | 0.271 | 0.082 | 0.019 | 0.013
8007 | 0.98097 | 0.63871 | 0.93485 | 0.89931 | 0.78209 | 0.91459 | 0.53089 | 0.70027 | 0.76794 | 0.87712 | 0.57977 | 0.026 | 0.031 | 0.235 | 0.0705 | 0.012 | 0.009
8008 | 0.98037 | 0.48141 | 0.92096 | 0.92831 | 0.88359 | 0.93658 | 0.47148 | 0.708 | 0.81007 | 0.9025 | 0.69319 | 0.014 | 0.008 | 0.156 | 0.0455 | 0.009 | 0.003
8009 | 0.97715 | 0.34876 | 0.91822 | 0.95151 | 0.95914 | 0.95367 | 0.42775 | 0.71452 | 0.84434 | 0.93407 | 0.7751 | 0 | 0 | 0.064 | 0.016 | 0 | 0
8010 | 0.9754 | 0.24006 | 0.91783 | 0.95505 | 0.97194 | 0.96043 | 0.42178 | 0.7227 | 0.86178 | 0.95276 | 0.81123 | 0 | 0 | 0.001 | 0.00025 | 0 | 0
8011 | 0.97559 | 0.16942 | 0.90692 | 0.95327 | 0.97731 | 0.96367 | 0.44683 | 0.72035 | 0.86853 | 0.95896 | 0.83116 | 0 | 0 | 0 | 0 | 0 | 0
8012 | 0.98027 | 0.14636 | 0.85944 | 0.9395 | 0.9788 | 0.96383 | 0.49205 | 0.71156 | 0.87312 | 0.96251 | 0.85458 | 0 | 0 | 0 | 0 | 0 | 0
8013 | 0.97942 | 0.20824 | 0.84976 | 0.92963 | 0.9597 | 0.95933 | 0.51741 | 0.69995 | 0.86446 | 0.96303 | 0.83552 | 0 | 0 | 0 | 0 | 0 | 0
8014 | 0.96469 | 0.38844 | 0.81955 | 0.88316 | 0.86525 | 0.94783 | 0.54792 | 0.68656 | 0.84571 | 0.95879 | 0.78964 | 0 | 0 | 0 | 0 | 0 | 0
8015 | 0.90395 | 0.62354 | 0.79836 | 0.80427 | 0.7105 | 0.92771 | 0.57417 | 0.67205 | 0.81182 | 0.95724 | 0.69029 | 0 | 0 | 0 | 0 | 0 | 0
8016 | 0.76709 | 0.74955 | 0.79319 | 0.70533 | 0.55571 | 0.88828 | 0.58728 | 0.66146 | 0.76384 | 0.95166 | 0.55395 | 0 | 0 | 0 | 0 | 0 | 0
8017 | 0.53472 | 0.79947 | 0.78522 | 0.58282 | 0.42853 | 0.80858 | 0.59767 | 0.64529 | 0.70473 | 0.93759 | 0.42745 | 0 | 0 | 0 | 0 | 0 | 0
8018 | 0.3116 | 0.81142 | 0.75784 | 0.4756 | 0.35735 | 0.70065 | 0.60229 | 0.62585 | 0.64551 | 0.91482 | 0.34073 | 0 | 0 | 0 | 0 | 0 | 0
8019 | 0.20046 | 0.8414 | 0.73958 | 0.42934 | 0.34799 | 0.57394 | 0.58542 | 0.60548 | 0.59207 | 0.87896 | 0.30989 | 0 | 0 | 0 | 0 | 0 | 0
8020 | 0.10067 | 0.8224 | 0.70927 | 0.35049 | 0.24153 | 0.43583 | 0.5582 | 0.58527 | 0.52548 | 0.83913 | 0.24171 | 0 | 0 | 0 | 0 | 0 | 0
8021 | 0.028875 | 0.74906 | 0.67175 | 0.28502 | 0.15444 | 0.33741 | 0.51545 | 0.54797 | 0.45493 | 0.76747 | 0.16687 | 0 | 0 | 0 | 0 | 0 | 0
8022 | 0.010488 | 0.71907 | 0.62484 | 0.25303 | 0.12377 | 0.22997 | 0.44235 | 0.50765 | 0.37668 | 0.62527 | 0.14384 | 0 | 0 | 0 | 0 | 0 | 0
8023 | 0.012046 | 0.71059 | 0.60352 | 0.23722 | 0.096088 | 0.19976 | 0.39049 | 0.48042 | 0.32774 | 0.49872 | 0.13204 | 0 | 0 | 0 | 0 | 0 | 0
8024 | 0.029203 | 0.69036 | 0.59946 | 0.23772 | 0.084499 | 0.19958 | 0.38147 | 0.4621 | 0.31636 | 0.47965 | 0.12413 | 0 | 0 | 0 | 0 | 0 | 0
8025 | 0.07601 | 0.64583 | 0.56771 | 0.24134 | 0.080294 | 0.22062 | 0.3661 | 0.45197 | 0.31958 | 0.48506 | 0.12068 | 0 | 0.002 | 0.012 | 0.003 | 0 | 0
8026 | 0.16983 | 0.5886 | 0.51205 | 0.25173 | 0.073325 | 0.26382 | 0.33413 | 0.41665 | 0.31848 | 0.47655 | 0.11691 | 0.003 | 0.028 | 0.074 | 0.024 | 0.01 | 0.009
8027 | 0.32121 | 0.52864 | 0.45222 | 0.28181 | 0.072014 | 0.3522 | 0.30409 | 0.3824 | 0.33331 | 0.48391 | 0.11472 | 0.021 | 0.064 | 0.158 | 0.05525 | 0.019 | 0.023
8028 | 0.47907 | 0.47784 | 0.39835 | 0.31553 | 0.069185 | 0.41136 | 0.29964 | 0.35776 | 0.35127 | 0.52296 | 0.11302 | 0.057 | 0.097 | 0.226 | 0.09025 | 0.034 | 0.044
8029 | 0.52124 | 0.42759 | 0.3486 | 0.31729 | 0.082043 | 0.4558 | 0.30048 | 0.35773 | 0.36788 | 0.53035 | 0.12764 | 0.08 | 0.097 | 0.272 | 0.1165 | 0.059 | 0.055
8030 | 0.58424 | 0.35779 | 0.31167 | 0.34231 | 0.13102 | 0.46622 | 0.2962 | 0.34559 | 0.3811 | 0.56322 | 0.14935 | 0.09 | 0.08 | 0.281 | 0.11775 | 0.054 | 0.046
8031 | 0.60415 | 0.28771 | 0.29315 | 0.38555 | 0.25936 | 0.46492 | 0.27463 | 0.31357 | 0.36847 | 0.50326 | 0.19212 | 0.081 | 0.05 | 0.242 | 0.09725 | 0.037 | 0.029
8032 | 0.63614 | 0.22544 | 0.29315 | 0.45761 | 0.44353 | 0.46287 | 0.25727 | 0.2734 | 0.36544 | 0.48191 | 0.24358 | 0.04 | 0.013 | 0.167 | 0.05975 | 0.019 | 0.013
8033 | 0.66593 | 0.18397 | 0.29971 | 0.50524 | 0.55009 | 0.46865 | 0.24609 | 0.2613 | 0.38523 | 0.49386 | 0.31712 | 0.003 | 0 | 0.077 | 0.02025 | 0 | 0.001
8034 | 0.68082 | 0.18845 | 0.30103 | 0.53779 | 0.63152 | 0.4747 | 0.23045 | 0.26003 | 0.40085 | 0.48026 | 0.38841 | 0 | 0 | 0.001 | 0.00025 | 0 | 0
8035 | 0.69373 | 0.21279 | 0.30367 | 0.56358 | 0.69334 | 0.49309 | 0.22542 | 0.24531 | 0.40581 | 0.43168 | 0.45315 | 0 | 0 | 0 | 0 | 0 | 0
8036 | 0.66424 | 0.24431 | 0.31167 | 0.56617 | 0.72261 | 0.49274 | 0.21081 | 0.23461 | 0.39121 | 0.35059 | 0.4869 | 0 | 0 | 0 | 0 | 0 | 0
8037 | 0.68718 | 0.34679 | 0.32926 | 0.56983 | 0.69305 | 0.47917 | 0.20718 | 0.23127 | 0.38983 | 0.33837 | 0.51053 | 0 | 0 | 0 | 0 | 0 | 0
8038 | 0.71557 | 0.49025 | 0.3697 | 0.58705 | 0.6759 | 0.4542 | 0.22085 | 0.22887 | 0.38778 | 0.32227 | 0.54579 | 0 | 0 | 0 | 0 | 0 | 0
8039 | 0.69204 | 0.57063 | 0.42446 | 0.59748 | 0.67594 | 0.44807 | 0.24693 | 0.22234 | 0.37959 | 0.29028 | 0.55768 | 0 | 0 | 0 | 0 | 0 | 0
8040 | 0.64472 | 0.70929 | 0.46393 | 0.59036 | 0.66243 | 0.43149 | 0.28206 | 0.21427 | 0.37606 | 0.31145 | 0.54704 | 0 | 0 | 0 | 0 | 0 | 0
8041 | 0.60272 | 0.76295 | 0.49607 | 0.6051 | 0.71652 | 0.39118 | 0.33048 | 0.2024 | 0.35942 | 0.29302 | 0.55109 | 0 | 0 | 0 | 0 | 0 | 0
8042 | 0.53588 | 0.74124 | 0.52072 | 0.59349 | 0.72389 | 0.34817 | 0.37723 | 0.19247 | 0.33615 | 0.27731 | 0.52664 | 0 | 0 | 0 | 0 | 0 | 0
8043 | 0.5266 | 0.71449 | 0.53223 | 0.58403 | 0.69325 | 0.30735 | 0.39765 | 0.18344 | 0.30463 | 0.24083 | 0.48689 | 0 | 0 | 0 | 0 | 0 | 0
8044 | 0.57448 | 0.68036 | 0.5077 | 0.58458 | 0.67156 | 0.30229 | 0.41396 | 0.17572 | 0.29087 | 0.21364 | 0.47182 | 0 | 0 | 0 | 0 | 0 | 0
8045 | 0.60402 | 0.63304 | 0.48586 | 0.58444 | 0.66344 | 0.31115 | 0.411 | 0.17035 | 0.2878 | 0.2001 | 0.46958 | 0 | 0 | 0 | 0 | 0 | 0
8046 | 0.60824 | 0.6137 | 0.49461 | 0.59129 | 0.67102 | 0.32819 | 0.41138 | 0.16887 | 0.29035 | 0.1927 | 0.47166 | 0 | 0 | 0 | 0 | 0 | 0
8047 | 0.60098 | 0.62172 | 0.53223 | 0.60836 | 0.69187 | 0.33369 | 0.3997 | 0.17181 | 0.29089 | 0.18577 | 0.47228 | 0 | 0 | 0 | 0 | 0 | 0
8048 | 0.59886 | 0.60002 | 0.53939 | 0.6122 | 0.69834 | 0.33922 | 0.39257 | 0.17711 | 0.29352 | 0.18258 | 0.47515 | 0 | 0 | 0 | 0 | 0 | 0
8049 | 0.58879 | 0.61677 | 0.52936 | 0.59744 | 0.67415 | 0.34642 | 0.37551 | 0.18172 | 0.2943 | 0.18264 | 0.46644 | 0 | 0.005 | 0.016 | 0.004 | 0 | 0
8050 | 0.60698 | 0.64926 | 0.52649 | 0.59784 | 0.66005 | 0.32915 | 0.33836 | 0.16919 | 0.27575 | 0.15205 | 0.45262 | 0.035 | 0.058 | 0.115 | 0.05925 | 0.045 | 0.042
8051 | 0.62676 | 0.67584 | 0.47417 | 0.58605 | 0.65723 | 0.28359 | 0.29363 | 0.13954 | 0.23979 | 0.098632 | 0.43739 | 0.104 | 0.134 | 0.238 | 0.14825 | 0.126 | 0.125
8052 | 0.64518 | 0.72266 | 0.48294 | 0.60603 | 0.68996 | 0.25631 | 0.26067 | 0.12863 | 0.22932 | 0.080555 | 0.45176 | 0.175 | 0.195 | 0.35 | 0.23425 | 0.215 | 0.197
8053 | 0.65608 | 0.74915 | 0.53796 | 0.63873 | 0.72214 | 0.25386 | 0.2397 | 0.13368 | 0.24403 | 0.11414 | 0.47443 | 0.223 | 0.22 | 0.404 | 0.28425 | 0.285 | 0.225
8054 | 0.6587 | 0.73982 | 0.51783 | 0.6385 | 0.73896 | 0.27357 | 0.22713 | 0.13629 | 0.2547 | 0.1177 | 0.49123 | 0.23 | 0.193 | 0.398 | 0.279 | 0.293 | 0.195
8055 | 0.64628 | 0.71263 | 0.4917 | 0.62504 | 0.73715 | 0.28206 | 0.2274 | 0.13349 | 0.24882 | 0.10012 | 0.4796 | 0.191 | 0.127 | 0.335 | 0.231 | 0.258 | 0.14
8056 | 0.65528 | 0.71974 | 0.4654 | 0.60248 | 0.68676 | 0.30527 | 0.27061 | 0.12839 | 0.25046 | 0.090375 | 0.47782 | 0.104 | 0.051 | 0.229 | 0.14225 | 0.162 | 0.074
8057 | 0.64881 | 0.74492 | 0.42737 | 0.57724 | 0.65553 | 0.35604 | 0.32161 | 0.13911 | 0.27589 | 0.11538 | 0.49304 | 0.011 | 0.002 | 0.092 | 0.03175 | 0.02 | 0.004
8058 | 0.62428 | 0.76262 | 0.54795 | 0.60277 | 0.63608 | 0.38649 | 0.3295 | 0.15621 | 0.29089 | 0.14156 | 0.47932 | 0 | 0 | 0.001 | 0.00025 | 0 | 0
8059 | 0.60134 | 0.7812 | 0.60487 | 0.605 | 0.60878 | 0.39208 | 0.32686 | 0.17206 | 0.29502 | 0.16072 | 0.45522 | 0 | 0 | 0 | 0 | 0 | 0
8060 | 0.57738 | 0.78344 | 0.64938 | 0.61218 | 0.60979 | 0.38417 | 0.32504 | 0.18467 | 0.29864 | 0.17183 | 0.4539 | 0 | 0 | 0 | 0 | 0 | 0
8061 | 0.56235 | 0.78051 | 0.66685 | 0.6085 | 0.59628 | 0.38568 | 0.32462 | 0.19509 | 0.30089 | 0.17949 | 0.44329 | 0 | 0 | 0 | 0 | 0 | 0
8062 | 0.54444 | 0.7718 | 0.67053 | 0.61533 | 0.63104 | 0.38055 | 0.32122 | 0.20347 | 0.30376 | 0.18539 | 0.44563 | 0 | 0 | 0 | 0 | 0 | 0
8063 | 0.53743 | 0.76026 | 0.65818 | 0.59755 | 0.59703 | 0.37487 | 0.32018 | 0.20896 | 0.29865 | 0.18058 | 0.43018 | 0 | 0 | 0 | 0 | 0 | 0
8064 | 0.5218 | 0.73748 | 0.66315 | 0.60281 | 0.62348 | 0.36896 | 0.3128 | 0.20986 | 0.29837 | 0.16762 | 0.44705 | 0 | 0 | 0 | 0 | 0 | 0
8065 | 0.51814 | 0.70708 | 0.6519 | 0.61279 | 0.66831 | 0.35216 | 0.31108 | 0.20628 | 0.29081 | 0.15424 | 0.45057 | 0 | 0 | 0 | 0 | 0 | 0
8066 | 0.50936 | 0.67666 | 0.64301 | 0.60401 | 0.65965 | 0.34281 | 0.29595 | 0.20194 | 0.27785 | 0.14003 | 0.42661 | 0 | 0 | 0 | 0 | 0 | 0
8067 | 0.50324 | 0.63705 | 0.61158 | 0.58427 | 0.63799 | 0.34137 | 0.28277 | 0.19626 | 0.26917 | 0.12527 | 0.41378 | 0 | 0 | 0 | 0 | 0 | 0
8068 | 0.54952 | 0.57787 | 0.61158 | 0.5933 | 0.61882 | 0.34206 | 0.28032 | 0.19011 | 0.26227 | 0.11042 | 0.40648 | 0 | 0 | 0 | 0 | 0 | 0
8069 | 0.53131 | 0.52419 | 0.61956 | 0.58613 | 0.6075 | 0.32826 | 0.26467 | 0.18087 | 0.24995 | 0.092706 | 0.39796 | 0 | 0 | 0 | 0 | 0 | 0
8070 | 0.52093 | 0.46986 | 0.62484 | 0.57892 | 0.591 | 0.31313 | 0.25412 | 0.17256 | 0.23798 | 0.079973 | 0.38625 | 0 | 0 | 0 | 0 | 0 | 0
8071 | 0.4884 | 0.43266 | 0.64938 | 0.57463 | 0.58611 | 0.30122 | 0.24849 | 0.17059 | 0.22953 | 0.067299 | 0.37899 | 0 | 0 | 0 | 0 | 0 | 0
8072 | 0.47748 | 0.42669 | 0.66931 | 0.5757 | 0.5803 | 0.29455 | 0.23769 | 0.17493 | 0.22574 | 0.063017 | 0.37047 | 0 | 0 | 0 | 0 | 0 | 0
8073 | 0.48393 | 0.42794 | 0.64044 | 0.56412 | 0.56799 | 0.2983 | 0.22814 | 0.18476 | 0.22799 | 0.06493 | 0.36398 | 0 | 0.013 | 0.011 | 0.00275 | 0 | 0
8074 | 0.48687 | 0.45792 | 0.60216 | 0.54743 | 0.55326 | 0.28905 | 0.19343 | 0.18611 | 0.22358 | 0.070822 | 0.34834 | 0.05 | 0.091 | 0.09 | 0.05625 | 0.023 | 0.062
8075 | 0.4785 | 0.50161 | 0.57887 | 0.51939 | 0.50081 | 0.26641 | 0.14084 | 0.17838 | 0.21066 | 0.075671 | 0.32216 | 0.158 | 0.202 | 0.202 | 0.15225 | 0.073 | 0.176
8076 | 0.47584 | 0.55571 | 0.61691 | 0.52556 | 0.48393 | 0.27416 | 0.11482 | 0.17803 | 0.2112 | 0.077635 | 0.31499 | 0.227 | 0.286 | 0.324 | 0.232 | 0.142 | 0.235
8077 | 0.47868 | 0.56924 | 0.66439 | 0.54497 | 0.49184 | 0.30798 | 0.11132 | 0.18905 | 0.23193 | 0.096969 | 0.33371 | 0.251 | 0.308 | 0.397 | 0.28 | 0.224 | 0.248
8078 | 0.46878 | 0.58737 | 0.68854 | 0.54809 | 0.48697 | 0.33984 | 0.12364 | 0.20367 | 0.24871 | 0.10231 | 0.34902 | 0.253 | 0.275 | 0.408 | 0.31925 | 0.385 | 0.231
8079 | 0.50528 | 0.60568 | 0.71263 | 0.57592 | 0.50985 | 0.32882 | 0.13522 | 0.22321 | 0.2521 | 0.10853 | 0.34784 | 0.24 | 0.199 | 0.351 | 0.2775 | 0.366 | 0.153
8080 | 0.56276 | 0.65113 | 0.70475 | 0.60837 | 0.55762 | 0.30458 | 0.17989 | 0.24041 | 0.27008 | 0.14202 | 0.39331 | 0.137 | 0.091 | 0.235 | 0.16525 | 0.225 | 0.064
8081 | 0.6064 | 0.61217 | 0.74269 | 0.64988 | 0.60055 | 0.35483 | 0.22417 | 0.29687 | 0.31986 | 0.2129 | 0.41486 | 0.014 | 0.003 | 0.088 | 0.0325 | 0.026 | 0.002
8082 | 0.6554 | 0.61695 | 0.81001 | 0.68349 | 0.58505 | 0.39629 | 0.24307 | 0.38811 | 0.374 | 0.31351 | 0.39808 | 0 | 0 | 0.001 | 0.00025 | 0 | 0
8083 | 0.70378 | 0.64656 | 0.84022 | 0.71574 | 0.60321 | 0.40048 | 0.24137 | 0.43323 | 0.41104 | 0.39921 | 0.41125 | 0 | 0 | 0 | 0 | 0 | 0
8084 | 0.74019 | 0.70463 | 0.88045 | 0.749 | 0.62635 | 0.42619 | 0.23941 | 0.45006 | 0.42632 | 0.39678 | 0.43224 | 0 | 0 | 0 | 0 | 0 | 0
8085 | 0.78143 | 0.7209 | 0.91377 | 0.78085 | 0.64736 | 0.45947 | 0.24913 | 0.45724 | 0.43747 | 0.38467 | 0.44851 | 0 | 0 | 0 | 0 | 0 | 0
8086 | 0.83613 | 0.72452 | 0.96466 | 0.83712 | 0.71056 | 0.47628 | 0.25445 | 0.45604 | 0.44842 | 0.3946 | 0.46676 | 0 | 0 | 0 | 0 | 0 | 0
8087 | 0.85505 | 0.76923 | 0.97522 | 0.86363 | 0.76063 | 0.49971 | 0.25177 | 0.46357 | 0.46557 | 0.39351 | 0.50546 | 0 | 0 | 0 | 0 | 0 | 0
8088 | 0.86955 | 0.8095 | 0.98195 | 0.8827 | 0.79658 | 0.53265 | 0.25259 | 0.46958 | 0.47349 | 0.34724 | 0.54449 | 0 | 0 | 0 | 0 | 0 | 0
8089 | 0.90356 | 0.83717 | 0.96137 | 0.89332 | 0.81502 | 0.56814 | 0.26819 | 0.48546 | 0.50091 | 0.37349 | 0.57656 | 0 | 0 | 0 | 0 | 0 | 0
8090 | 0.93597 | 0.86583 | 0.9078 | 0.90255 | 0.86389 | 0.60512 | 0.28469 | 0.48945 | 0.53284 | 0.38831 | 0.64848 | 0 | 0 | 0 | 0 | 0 | 0
8091 | 0.93749 | 0.89094 | 0.84161 | 0.89628 | 0.90973 | 0.65371 | 0.30525 | 0.50818 | 0.57066 | 0.39292 | 0.72781 | 0 | 0 | 0 | 0 | 0 | 0
8092 | 0.91494 | 0.91218 | 0.79665 | 0.88396 | 0.94031 | 0.73673 | 0.34764 | 0.51063 | 0.62684 | 0.43463 | 0.8254 | 0 | 0 | 0 | 0 | 0 | 0
8093 | 0.79491 | 0.92869 | 0.72795 | 0.8096 | 0.90593 | 0.78504 | 0.41379 | 0.49997 | 0.63417 | 0.45015 | 0.80153 | 0 | 0 | 0 | 0 | 0 | 0
8094 | 0.78597 | 0.93989 | 0.64429 | 0.75076 | 0.82201 | 0.72147 | 0.47803 | 0.45625 | 0.59956 | 0.52504 | 0.69548 | 0 | 0 | 0 | 0 | 0 | 0
8095 | 0.72305 | 0.94373 | 0.51928 | 0.68651 | 0.8172 | 0.62451 | 0.5336 | 0.41541 | 0.53416 | 0.47104 | 0.62569 | 0 | 0 | 0 | 0 | 0 | 0
8096 | 0.59153 | 0.95261 | 0.49024 | 0.61152 | 0.7528 | 0.52974 | 0.57659 | 0.34515 | 0.48243 | 0.45902 | 0.59581 | 0 | 0 | 0 | 0 | 0 | 0
8097 | 0.49938 | 0.94034 | 0.50043 | 0.55578 | 0.66753 | 0.42331 | 0.5912 | 0.29199 | 0.425 | 0.48235 | 0.50234 | 0 | 0.007 | 0.006 | 0.0015 | 0 | 0
8098 | 0.48411 | 0.91108 | 0.42883 | 0.50209 | 0.59333 | 0.31584 | 0.59499 | 0.22805 | 0.34629 | 0.43229 | 0.40896 | 0.035 | 0.039 | 0.073 | 0.047 | 0 | 0.08
8099 | 0.49961 | 0.88904 | 0.17605 | 0.40794 | 0.54815 | 0.21421 | 0.55992 | 0.15637 | 0.26854 | 0.36576 | 0.33783 | 0.14 | 0.073 | 0.181 | 0.15 | 0.002 | 0.277
8100 | 0.55418 | 0.8894 | 0.11221 | 0.40921 | 0.56125 | 0.21214 | 0.51386 | 0.14325 | 0.2305 | 0.2443 | 0.32232 | 0.25 | 0.111 | 0.263 | 0.22925 | 0.02 | 0.384
8101 | 0.59971 | 0.89931 | 0.078995 | 0.44036 | 0.64236 | 0.24791 | 0.49418 | 0.15971 | 0.26356 | 0.22178 | 0.42485 | 0.35 | 0.132 | 0.306 | 0.2845 | 0.071 | 0.411
8102 | 0.62542 | 0.90582 | 0.029921 | 0.45022 | 0.69533 | 0.25688 | 0.47169 | 0.15399 | 0.27224 | 0.18155 | 0.49655 | 0.39 | 0.129 | 0.307 | 0.30825 | 0.159 | 0.377
8103 | 0.65268 | 0.90842 | 0.027217 | 0.46566 | 0.71708 | 0.25711 | 0.43538 | 0.14078 | 0.26029 | 0.12176 | 0.52152 | 0.334 | 0.103 | 0.26 | 0.28475 | 0.261 | 0.284
8104 | 0.6556 | 0.90177 | 0.057143 | 0.48141 | 0.7315 | 0.26631 | 0.42204 | 0.13298 | 0.26029 | 0.10122 | 0.54064 | 0.205 | 0.046 | 0.167 | 0.18375 | 0.221 | 0.142
8105 | 0.65968 | 0.89021 | 0.12091 | 0.50375 | 0.73065 | 0.33914 | 0.4337 | 0.14347 | 0.28972 | 0.13997 | 0.5363 | 0.023 | 0.001 | 0.059 | 0.0295 | 0.03 | 0.006
8106 | 0.65428 | 0.88021 | 0.15572 | 0.50772 | 0.71315 | 0.40855 | 0.43265 | 0.16268 | 0.31779 | 0.20386 | 0.49609 | 0 | 0 | 0 | 0 | 0 | 0
8107 | 0.68006 | 0.87714 | 0.15017 | 0.51384 | 0.71127 | 0.43617 | 0.42572 | 0.17633 | 0.33931 | 0.26755 | 0.47717 | 0 | 0 | 0 | 0 | 0 | 0
8108 | 0.71535 | 0.88408 | 0.12172 | 0.52325 | 0.73268 | 0.44925 | 0.42075 | 0.18729 | 0.35875 | 0.32228 | 0.47617 | 0 | 0 | 0 | 0 | 0 | 0
8109 | 0.76484 | 0.90309 | 0.10238 | 0.54197 | 0.75868 | 0.4527 | 0.41491 | 0.19681 | 0.36823 | 0.33941 | 0.484 | 0 | 0 | 0 | 0 | 0 | 0
8110 | 0.78692 | 0.92482 | 0.10837 | 0.55798 | 0.77864 | 0.45686 | 0.4181 | 0.20884 | 0.37375 | 0.33137 | 0.49794 | 0 | 0 | 0 | 0 | 0 | 0
8111 | 0.81448 | 0.9398 | 0.15385 | 0.58855 | 0.79732 | 0.46755 | 0.41256 | 0.21406 | 0.38158 | 0.31894 | 0.52578 | 0 | 0 | 0 | 0 | 0 | 0
8112 | 0.83168 | 0.95127 | 0.29708 | 0.64714 | 0.81267 | 0.47832 | 0.40709 | 0.21342 | 0.38669 | 0.29234 | 0.56269 | 0 | 0 | 0 | 0 | 0 | 0
8113 | 0.8464 | 0.95683 | 0.48294 | 0.71789 | 0.82434 | 0.4853 | 0.40085 | 0.21887 | 0.39149 | 0.26536 | 0.59643 | 0 | 0 | 0 | 0 | 0 | 0
8114 | 0.87632 | 0.96083 | 0.61956 | 0.77742 | 0.83637 | 0.4824 | 0.40808 | 0.22955 | 0.39938 | 0.25718 | 0.62841 | 0 | 0 | 0 | 0 | 0 | 0
8115 | 0.84656 | 0.96429 | 0.69787 | 0.79544 | 0.84189 | 0.50446 | 0.4128 | 0.2396 | 0.40339 | 0.23666 | 0.63285 | 0 | 0 | 0 | 0 | 0 | 0
8116 | 0.86213 | 0.96826 | 0.67781 | 0.80048 | 0.8615 | 0.47519 | 0.41172 | 0.25377 | 0.41309 | 0.26328 | 0.66013 | 0 | 0 | 0 | 0 | 0 | 0
8117 | 0.86751 | 0.97121 | 0.65064 | 0.79254 | 0.85947 | 0.46153 | 0.42072 | 0.27316 | 0.41003 | 0.24039 | 0.66505 | 0 | 0 | 0 | 0 | 0 | 0
8118 | 0.88165 | 0.97448 | 0.68854 | 0.812 | 0.8658 | 0.46277 | 0.42874 | 0.26138 | 0.40419 | 0.22239 | 0.67024 | 0 | 0 | 0 | 0 | 0 | 0
8119 | 0.89559 | 0.97663 | 0.70814 | 0.8234 | 0.86646 | 0.48435 | 0.44707 | 0.2404 | 0.40804 | 0.2303 | 0.67711 | 0 | 0 | 0 | 0 | 0 | 0
8120 | 0.89954 | 0.97922 | 0.64938 | 0.80926 | 0.87887 | 0.52111 | 0.47481 | 0.23912 | 0.41962 | 0.23326 | 0.68499 | 0 | 0 | 0 | 0 | 0 | 0
8121 | 0.91077 | 0.98087 | 0.54082 | 0.78529 | 0.90427 | 0.5399 | 0.51316 | 0.23825 | 0.44338 | 0.28731 | 0.70808 | 0 | 0.006 | 0.003 | 0.00075 | 0 | 0
8122 | 0.91448 | 0.98272 | 0.4654 | 0.76393 | 0.91192 | 0.56745 | 0.53953 | 0.22875 | 0.47009 | 0.35316 | 0.73099 | 0.03 | 0.056 | 0.052 | 0.04375 | 0.022 | 0.071
8123 | 0.91975 | 0.98235 | 0.37682 | 0.73946 | 0.92182 | 0.59494 | 0.54049 | 0.22032 | 0.48277 | 0.34946 | 0.76638 | 0.151 | 0.151 | 0.136 | 0.131 | 0.043 | 0.194
8124 | 0.92652 | 0.98196 | 0.29315 | 0.71976 | 0.93962 | 0.69113 | 0.58811 | 0.24865 | 0.52497 | 0.35414 | 0.80596 | 0.272 | 0.211 | 0.202 | 0.20325 | 0.108 | 0.231
8125 | 0.93706 | 0.98234 | 0.43174 | 0.77342 | 0.95146 | 0.69592 | 0.61687 | 0.28114 | 0.55287 | 0.40399 | 0.83045 | 0.274 | 0.234 | 0.257 | 0.22425 | 0.147 | 0.219
8126 | 0.94151 | 0.98365 | 0.55928 | 0.81926 | 0.95699 | 0.67591 | 0.62033 | 0.31567 | 0.57368 | 0.46294 | 0.84021 | 0.229 | 0.217 | 0.284 | 0.20525 | 0.118 | 0.19
8127 | 0.9435 | 0.98362 | 0.64301 | 0.84776 | 0.95676 | 0.66687 | 0.62476 | 0.32311 | 0.5565 | 0.39661 | 0.83941 | 0.148 | 0.165 | 0.257 | 0.16375 | 0.15 | 0.1
8128 | 0.93862 | 0.98366 | 0.62877 | 0.83997 | 0.95251 | 0.68149 | 0.63452 | 0.32852 | 0.54648 | 0.34845 | 0.82747 | 0.073 | 0.078 | 0.179 | 0.108 | 0.118 | 0.062
8129 | 0.92565 | 0.9824 | 0.62747 | 0.83542 | 0.95314 | 0.70389 | 0.65358 | 0.36092 | 0.58498 | 0.4533 | 0.8218 | 0.008 | 0.001 | 0.066 | 0.02125 | 0.008 | 0.003
8130 | 0.91077 | 0.98233 | 0.75286 | 0.87188 | 0.95201 | 0.70917 | 0.66408 | 0.42262 | 0.61537 | 0.51262 | 0.81707 | 0 | 0 | 0 | 0 | 0 | 0
8131 | 0.90811 | 0.98132 | 0.78069 | 0.88096 | 0.95407 | 0.69117 | 0.67464 | 0.45749 | 0.60704 | 0.46285 | 0.81665 | 0 | 0 | 0 | 0 | 0 | 0
8132 | 0.9138 | 0.98024 | 0.79319 | 0.88791 | 0.95674 | 0.67731 | 0.67892 | 0.45957 | 0.61397 | 0.49238 | 0.82662 | 0 | 0 | 0 | 0 | 0 | 0
8133 | 0.9156 | 0.97961 | 0.78251 | 0.88506 | 0.95706 | 0.68388 | 0.67367 | 0.44407 | 0.61314 | 0.48992 | 0.83467 | 0 | 0 | 0 | 0 | 0 | 0
8134 | 0.91611 | 0.9805 | 0.79579 | 0.88935 | 0.95614 | 0.6911 | 0.6739 | 0.41577 | 0.60906 | 0.49374 | 0.83561 | 0 | 0 | 0 | 0 | 0 | 0
8135 | 0.91485 | 0.98275 | 0.76758 | 0.87998 | 0.95751 | 0.69577 | 0.67607 | 0.39926 | 0.62034 | 0.54894 | 0.8374 | 0 | 0 | 0 | 0 | 0 | 0
8136 | 0.90244 | 0.98398 | 0.73854 | 0.86592 | 0.95678 | 0.69312 | 0.67354 | 0.38775 | 0.62283 | 0.5758 | 0.83468 | 0 | 0 | 0 | 0 | 0 | 0
8137 | 0.88902 | 0.98465 | 0.72472 | 0.85534 | 0.95227 | 0.67231 | 0.66851 | 0.39467 | 0.61206 | 0.55864 | 0.82262 | 0 | 0 | 0 | 0 | 0 | 0
8138 | 0.88282 | 0.98423 | 0.72037 | 0.85086 | 0.9494 | 0.66564 | 0.66415 | 0.40415 | 0.61295 | 0.56773 | 0.81426 | 0 | 0 | 0 | 0 | 0 | 0
8139 | 0.88348 | 0.9834 | 0.72037 | 0.84937 | 0.94428 | 0.65777 | 0.65973 | 0.41878 | 0.60098 | 0.52089 | 0.80646 | 0 | 0 | 0 | 0 | 0 | 0
8140 | 0.89271 | 0.98262 | 0.75186 | 0.8623 | 0.94234 | 0.66302 | 0.65823 | 0.42936 | 0.59853 | 0.49712 | 0.80463 | 0 | 0 | 0 | 0 | 0 | 0
8141 | 0.90569 | 0.98227 | 0.77793 | 0.87282 | 0.93483 | 0.66487 | 0.65935 | 0.44645 | 0.60544 | 0.51028 | 0.80015 | 0 | 0 | 0 | 0 | 0 | 0
8142 | 0.92298 | 0.9826 | 0.77421 | 0.87721 | 0.93445 | 0.65544 | 0.65402 | 0.4526 | 0.60784 | 0.52391 | 0.7994 | 0 | 0 | 0 | 0 | 0 | 0
8143 | 0.92156 | 0.98305 | 0.77793 | 0.87783 | 0.934 | 0.64937 | 0.65385 | 0.45791 | 0.61145 | 0.53848 | 0.80006 | 0 | 0 | 0 | 0 | 0 | 0
8144 | 0.91173 | 0.98343 | 0.78522 | 0.87546 | 0.92943 | 0.66189 | 0.65288 | 0.46252 | 0.61968 | 0.55818 | 0.79614 | 0 | 0 | 0 | 0 | 0 | 0
8145 | 0.90845 | 0.9831 | 0.78522 | 0.87484 | 0.93086 | 0.66352 | 0.65313 | 0.46346 | 0.62256 | 0.56874 | 0.79452 | 0 | 0.009 | 0.003 | 0.00075 | 0 | 0
8146 | 0.89316 | 0.98245 | 0.79492 | 0.87379 | 0.93329 | 0.68971 | 0.64346 | 0.445 | 0.63009 | 0.58617 | 0.79947 | 0.014 | 0.073 | 0.05 | 0.02025 | 0.002 | 0.015
8147 | 0.89726 | 0.98241 | 0.74679 | 0.86009 | 0.93622 | 0.6713 | 0.64538 | 0.43983 | 0.61663 | 0.55072 | 0.80468 | 0.065 | 0.152 | 0.133 | 0.06725 | 0.014 | 0.057
8148 | 0.90752 | 0.9825 | 0.70701 | 0.85189 | 0.94114 | 0.66138 | 0.68429 | 0.43467 | 0.59757 | 0.47906 | 0.81517 | 0.111 | 0.21 | 0.213 | 0.11675 | 0.043 | 0.1
8149 | 0.91653 | 0.98258 | 0.68261 | 0.84728 | 0.94271 | 0.68688 | 0.71564 | 0.43903 | 0.62297 | 0.54154 | 0.82444 | 0.132 | 0.23 | 0.257 | 0.14675 | 0.073 | 0.125
8150 | 0.92095 | 0.98188 | 0.69323 | 0.84917 | 0.93334 | 0.6807 | 0.72499 | 0.43227 | 0.62042 | 0.55156 | 0.81715 | 0.124 | 0.208 | 0.259 | 0.14175 | 0.082 | 0.102
8151 | 0.89485 | 0.97803 | 0.68854 | 0.83381 | 0.91806 | 0.67034 | 0.7176 | 0.42179 | 0.60603 | 0.54101 | 0.79096 | 0.108 | 0.141 | 0.218 | 0.111 | 0.052 | 0.066
8152 | 0.84522 | 0.96356 | 0.63269 | 0.79353 | 0.90268 | 0.64191 | 0.70057 | 0.396 | 0.58181 | 0.53149 | 0.75782 | 0.062 | 0.054 | 0.141 | 0.062 | 0.024 | 0.021
8153 | 0.80829 | 0.93451 | 0.60487 | 0.76159 | 0.8716 | 0.63302 | 0.68461 | 0.39771 | 0.56898 | 0.52016 | 0.72503 | 0.004 | 0.001 | 0.049 | 0.0135 | 0.001 | 0
8154 | 0.76595 | 0.88776 | 0.64301 | 0.74601 | 0.82909 | 0.61397 | 0.66616 | 0.42337 | 0.5752 | 0.57573 | 0.68774 | 0 | 0 | 0 | 0 | 0 | 0
8155 | 0.72053 | 0.80979 | 0.69089 | 0.73209 | 0.78485 | 0.54691 | 0.6293 | 0.41189 | 0.53245 | 0.54196 | 0.62905 | 0 | 0 | 0 | 0 | 0 | 0
8156 | 0.68537 | 0.7034 | 0.68261 | 0.69746 | 0.72439 | 0.51132 | 0.61515 | 0.3848 | 0.49003 | 0.4952 | 0.5688 | 0 | 0 | 0 | 0 | 0 | 0
8157 | 0.64166 | 0.58977 | 0.65943 | 0.65237 | 0.65602 | 0.42814 | 0.57666 | 0.35847 | 0.43772 | 0.47886 | 0.4854 | 0 | 0 | 0 | 0 | 0 | 0
8158 | 0.57474 | 0.52034 | 0.65317 | 0.60306 | 0.58126 | 0.36909 | 0.52175 | 0.33345 | 0.37855 | 0.40856 | 0.40312 | 0 | 0 | 0 | 0 | 0 | 0
8159 | 0.49718 | 0.48151 | 0.66067 | 0.55825 | 0.51689 | 0.33209 | 0.47824 | 0.31731 | 0.33199 | 0.34076 | 0.3378 | 0 | 0 | 0 | 0 | 0 | 0
8160 | 0.38659 | 0.43748 | 0.66808 | 0.49887 | 0.44195 | 0.29665 | 0.42123 | 0.2954 | 0.28804 | 0.28737 | 0.27276 | 0 | 0 | 0 | 0 | 0 | 0
8161 | 0.33397 | 0.35991 | 0.65568 | 0.44504 | 0.34548 | 0.27256 | 0.36382 | 0.27495 | 0.25556 | 0.25642 | 0.21829 | 0 | 0 | 0 | 0 | 0 | 0
8162 | 0.29506 | 0.27216 | 0.63528 | 0.39836 | 0.26476 | 0.25487 | 0.30315 | 0.25742 | 0.22779 | 0.22544 | 0.17344 | 0 | 0 | 0 | 0 | 0 | 0
8163 | 0.30521 | 0.2135 | 0.60487 | 0.38098 | 0.23285 | 0.24848 | 0.25042 | 0.24557 | 0.20731 | 0.18835 | 0.14683 | 0 | 0 | 0 | 0 | 0 | 0
8164 | 0.32909 | 0.16524 | 0.57051 | 0.376 | 0.2284 | 0.23802 | 0.20512 | 0.23692 | 0.18734 | 0.14757 | 0.12685 | 0 | 0 | 0 | 0 | 0 | 0
8165 | 0.30651 | 0.12755 | 0.54937 | 0.35805 | 0.21826 | 0.22642 | 0.17424 | 0.23214 | 0.17484 | 0.12576 | 0.11503 | 0 | 0 | 0 | 0 | 0 | 0
8166 | 0.30836 | 0.09171 | 0.53796 | 0.35294 | 0.21249 | 0.2118 | 0.14721 | 0.22739 | 0.16597 | 0.1144 | 0.11031 | 0 | 0 | 0 | 0 | 0 | 0
8167 | 0.32955 | 0.068251 | 0.53367 | 0.36338 | 0.22692 | 0.20914 | 0.12403 | 0.22356 | 0.16225 | 0.10331 | 0.11298 | 0 | 0 | 0 | 0 | 0 | 0
8168 | 0.30975 | 0.05277 | 0.55928 | 0.36969 | 0.24004 | 0.1972 | 0.10452 | 0.2252 | 0.16029 | 0.096415 | 0.12232 | 0 | 0 | 0 | 0 | 0 | 0
8169 | 0.30457 | 0.041645 | 0.57748 | 0.38132 | 0.26192 | 0.19521 | 0.088115 | 0.23054 | 0.16323 | 0.095251 | 0.13193 | 0 | 0.006 | 0.006 | 0.0015 | 0 | 0
8170 | 0.29724 | 0.042378 | 0.69556 | 0.41744 | 0.25952 | 0.1937 | 0.070953 | 0.23251 | 0.16645 | 0.10387 | 0.13572 | 0.013 | 0.051 | 0.078 | 0.03 | 0.011 | 0.018
8171 | 0.29061 | 0.049931 | 0.68971 | 0.40493 | 0.23447 | 0.16894 | 0.048022 | 0.20439 | 0.14851 | 0.09849 | 0.12223 | 0.073 | 0.126 | 0.198 | 0.097 | 0.044 | 0.073
8172 | 0.26641 | 0.058503 | 0.70361 | 0.39802 | 0.22405 | 0.16591 | 0.031612 | 0.21075 | 0.14497 | 0.086902 | 0.11632 | 0.171 | 0.188 | 0.306 | 0.176 | 0.091 | 0.136
8173 | 0.25079 | 0.06679 | 0.75685 | 0.404 | 0.20434 | 0.16312 | 0.022758 | 0.23162 | 0.14774 | 0.087228 | 0.10901 | 0.242 | 0.213 | 0.369 | 0.2355 | 0.125 | 0.206
8174 | 0.22855 | 0.078957 | 0.7816 | 0.40342 | 0.20012 | 0.14598 | 0.01836 | 0.23287 | 0.14325 | 0.090966 | 0.10319 | 0.245 | 0.194 | 0.372 | 0.24475 | 0.151 | 0.211
8175 | 0.20907 | 0.096611 | 0.76662 | 0.38826 | 0.1891 | 0.13988 | 0.017529 | 0.22549 | 0.13672 | 0.085237 | 0.096279 | 0.177 | 0.135 | 0.315 | 0.194 | 0.106 | 0.178
8176 | 0.20402 | 0.11332 | 0.70475 | 0.36839 | 0.19639 | 0.1761 | 0.026112 | 0.22322 | 0.15285 | 0.10206 | 0.11003 | 0.078 | 0.057 | 0.21 | 0.1055 | 0.046 | 0.088
8177 | 0.24165 | 0.12112 | 0.72146 | 0.39712 | 0.22826 | 0.25855 | 0.038752 | 0.28593 | 0.21684 | 0.1732 | 0.14968 | 0.005 | 0.001 | 0.074 | 0.021 | 0.003 | 0.002
8178 | 0.29279 | 0.13264 | 0.76662 | 0.44869 | 0.28666 | 0.3332 | 0.051637 | 0.37146 | 0.28442 | 0.23211 | 0.20093 | 0 | 0 | 0 | 0 | 0 | 0
8179 | 0.31964 | 0.14798 | 0.78342 | 0.47803 | 0.33104 | 0.35707 | 0.066101 | 0.41069 | 0.31449 | 0.24672 | 0.24349 | 0 | 0 | 0 | 0 | 0 | 0
8180 | 0.34087 | 0.16671 | 0.76949 | 0.48533 | 0.34563 | 0.37175 | 0.08296 | 0.42248 | 0.33001 | 0.26068 | 0.26513 | 0 | 0 | 0 | 0 | 0 | 0
8181 | 0.37523 | 0.18957 | 0.74577 | 0.48846 | 0.34439 | 0.38708 | 0.098845 | 0.42643 | 0.34091 | 0.27639 | 0.27375 | 0 | 0 | 0 | 0 | 0 | 0
8182 | 0.41369 | 0.20931 | 0.72688 | 0.49784 | 0.35296 | 0.38563 | 0.10819 | 0.42234 | 0.34063 | 0.28146 | 0.27308 | 0 | 0 | 0 | 0 | 0 | 0
8183 | 0.45557 | 0.23216 | 0.71374 | 0.51245 | 0.36804 | 0.36876 | 0.11428 | 0.41439 | 0.33154 | 0.27567 | 0.26733 | 0 | 0 | 0 | 0 | 0 | 0
8184 | 0.40558 | 0.24866 | 0.71374 | 0.49804 | 0.37478 | 0.33396 | 0.11912 | 0.40074 | 0.31925 | 0.28304 | 0.25926 | 0 | 0 | 0 | 0 | 0 | 0
8185 | 0.36551 | 0.27818 | 0.76079 | 0.50122 | 0.37735 | 0.33306 | 0.12202 | 0.38553 | 0.32135 | 0.29662 | 0.27021 | 0 | 0 | 0 | 0 | 0 | 0
8186 | 0.37688 | 0.31815 | 0.75186 | 0.50141 | 0.3755 | 0.30649 | 0.12411 | 0.37014 | 0.31502 | 0.31369 | 0.26977 | 0 | 0 | 0 | 0 | 0 | 0
8187 | 0.40218 | 0.33618 | 0.76662 | 0.51667 | 0.3812 | 0.30117 | 0.12414 | 0.35631 | 0.312 | 0.3206 | 0.26994 | 0 | 0 | 0 | 0 | 0 | 0
8188 | 0.42483 | 0.33927 | 0.65818 | 0.49419 | 0.39956 | 0.29178 | 0.12011 | 0.33408 | 0.30303 | 0.32438 | 0.26187 | 0 | 0 | 0 | 0 | 0 | 0
8189 | 0.47762 | 0.33766 | 0.59946 | 0.50453 | 0.4365 | 0.29322 | 0.11465 | 0.31473 | 0.29877 | 0.30953 | 0.27757 | 0 | 0 | 0 | 0 | 0 | 0
8190 | 0.54851 | 0.34519 | 0.61691 | 0.54718 | 0.47613 | 0.31845 | 0.11241 | 0.29737 | 0.30082 | 0.29646 | 0.29101 | 0 | 0 | 0 | 0 | 0 | 0
8191 | 0.56808 | 0.38976 | 0.64301 | 0.57922 | 0.52658 | 0.32045 | 0.11357 | 0.27951 | 0.30423 | 0.30527 | 0.31168 | 0 | 0 | 0 | 0 | 0 | 0
8192 | 0.55534 | 0.43325 | 0.63008 | 0.57631 | 0.54349 | 0.32377 | 0.11585 | 0.27286 | 0.30758 | 0.30923 | 0.32448 | 0 | 0 | 0 | 0 | 0 | 0
8193 | 0.57775 | 0.4697 | 0.63138 | 0.58102 | 0.53392 | 0.33439 | 0.11914 | 0.26288 | 0.31189 | 0.31992 | 0.33036 | 0 | 0.005 | 0.005 | 0.00125 | 0 | 0
8194 | 0.60673 | 0.51133 | 0.62484 | 0.58842 | 0.53369 | 0.33088 | 0.12043 | 0.2561 | 0.29486 | 0.27233 | 0.32011 | 0.013 | 0.048 | 0.052 | 0.025 | 0.022 | 0.013
8195 | 0.59803 | 0.54073 | 0.60487 | 0.58537 | 0.55321 | 0.33489 | 0.11329 | 0.25129 | 0.28334 | 0.22887 | 0.3183 | 0.054 | 0.15 | 0.119 | 0.0735 | 0.047 | 0.074
8196 | 0.58208 | 0.54314 | 0.58026 | 0.57272 | 0.55583 | 0.42801 | 0.097916 | 0.2658 | 0.3167 | 0.23651 | 0.3365 | 0.113 | 0.249 | 0.179 | 0.141 | 0.099 | 0.173
8197 | 0.56025 | 0.52119 | 0.57051 | 0.57325 | 0.58899 | 0.44238 | 0.095848 | 0.27592 | 0.34094 | 0.26304 | 0.3824 | 0.153 | 0.297 | 0.221 | 0.19325 | 0.15 | 0.249
8198 | 0.56134 | 0.52551 | 0.67297 | 0.60348 | 0.57612 | 0.4388 | 0.10418 | 0.27836 | 0.34704 | 0.29303 | 0.37796 | 0.153 | 0.276 | 0.222 | 0.193 | 0.174 | 0.223
8199 | 0.53572 | 0.53239 | 0.76662 | 0.63362 | 0.59854 | 0.42005 | 0.12459 | 0.27182 | 0.33375 | 0.26622 | 0.3769 | 0.103 | 0.19 | 0.184 | 0.13925 | 0.132 | 0.138
8200 | 0.61192 | 0.5542 | 0.75586 | 0.6548 | 0.59661 | 0.39708 | 0.18228 | 0.27145 | 0.3278 | 0.24476 | 0.39789 | 0.04 | 0.07 | 0.111 | 0.0645 | 0.06 | 0.047
8201 | 0.64356 | 0.5841 | 0.69787 | 0.6469 | 0.59926 | 0.40273 | 0.25893 | 0.27781 | 0.3434 | 0.26521 | 0.42785 | 0.001 | 0.001 | 0.029 | 0.00825 | 0.003 | 0
8202 | 0.62956 | 0.61862 | 0.68021 | 0.636 | 0.59823 | 0.41514 | 0.29037 | 0.29201 | 0.35502 | 0.28709 | 0.42584 | 0 | 0 | 0 | 0 | 0 | 0
8203 | 0.64004 | 0.61919 | 0.68141 | 0.64179 | 0.60393 | 0.38743 | 0.29796 | 0.29169 | 0.34464 | 0.26154 | 0.43789 | 0 | 0 | 0 | 0 | 0 | 0
8204 | 0.62294 | 0.60989 | 0.64044 | 0.61674 | 0.58683 | 0.35002 | 0.28808 | 0.28708 | 0.33846 | 0.30648 | 0.41025 | 0 | 0 | 0 | 0 | 0 | 0
8205 | 0.62268 | 0.57398 | 0.56069 | 0.58351 | 0.56716 | 0.34859 | 0.27213 | 0.28405 | 0.32484 | 0.27867 | 0.38805 | 0 | 0 | 0 | 0 | 0 | 0
8206 | 0.70166 | 0.55997 | 0.47271 | 0.57731 | 0.55757 | 0.33807 | 0.24444 | 0.27507 | 0.30336 | 0.23289 | 0.3674 | 0 | 0 | 0 | 0 | 0 | 0
8207 | 0.7408 | 0.56714 | 0.38827 | 0.57483 | 0.59543 | 0.33583 | 0.22788 | 0.27021 | 0.30095 | 0.22914 | 0.36862 | 0 | 0 | 0 | 0 | 0 | 0
8208 | 0.75076 | 0.59328 | 0.33337 | 0.58089 | 0.65854 | 0.32584 | 0.21624 | 0.2593 | 0.2993 | 0.23997 | 0.37208 | 0 | 0 | 0 | 0 | 0 | 0
8209 | 0.73439 | 0.63431 | 0.30766 | 0.57556 | 0.68464 | 0.30257 | 0.21248 | 0.24574 | 0.30139 | 0.28129 | 0.37596 | 0 | 0 | 0 | 0 | 0 | 0
8210 | 0.68129 | 0.66903 | 0.28925 | 0.55253 | 0.68704 | 0.29316 | 0.20699 | 0.23109 | 0.31014 | 0.32952 | 0.38678 | 0 | 0 | 0 | 0 | 0 | 0
8211 | 0.60934 | 0.69117 | 0.24313 | 0.5018 | 0.65292 | 0.29665 | 0.19756 | 0.22093 | 0.30194 | 0.31475 | 0.37542 | 0 | 0 | 0 | 0 | 0 | 0
8212 | 0.52311 | 0.71343 | 0.17605 | 0.44146 | 0.62522 | 0.27717 | 0.19145 | 0.20633 | 0.27846 | 0.26369 | 0.36667 | 0 | 0 | 0 | 0 | 0 | 0
8213 | 0.45207 | 0.73279 | 0.11454 | 0.38559 | 0.59014 | 0.25473 | 0.18592 | 0.1785 | 0.24873 | 0.20253 | 0.35915 | 0 | 0 | 0 | 0 | 0 | 0
8214 | 0.38936 | 0.74499 | 0.061005 | 0.33172 | 0.5448 | 0.23322 | 0.19244 | 0.1547 | 0.23071 | 0.17691 | 0.35803 | 0 | 0 | 0 | 0 | 0 | 0
8215 | 0.33103 | 0.73859 | 0.029527 | 0.27804 | 0.47357 | 0.21039 | 0.19526 | 0.13725 | 0.22072 | 0.19736 | 0.33787 | 0 | 0 | 0 | 0 | 0 | 0
8216 | 0.27429 | 0.70286 | 0.017407 | 0.2313 | 0.40221 | 0.17699 | 0.21485 | 0.12326 | 0.19784 | 0.19256 | 0.29854 | 0 | 0 | 0 | 0 | 0 | 0
8217 | 0.23834 | 0.63139 | 0.029527 | 0.20153 | 0.33674 | 0.1479 | 0.2231 | 0.11328 | 0.17305 | 0.17257 | 0.25845 | 0 | 0 | 0.004 | 0.001 | 0 | 0
8218 | 0.25665 | 0.56977 | 0.069104 | 0.21263 | 0.31214 | 0.13316 | 0.22151 | 0.10368 | 0.15041 | 0.12892 | 0.23589 | 0.023 | 0.013 | 0.05 | 0.03575 | 0.009 | 0.061
8219 | 0.30108 | 0.57129 | 0.1368 | 0.25134 | 0.31613 | 0.11212 | 0.21031 | 0.096859 | 0.13206 | 0.096544 | 0.2227 | 0.088 | 0.042 | 0.136 | 0.12025 | 0.032 | 0.225
8220 | 0.33346 | 0.5665 | 0.12829 | 0.26249 | 0.32572 | 0.096112 | 0.20852 | 0.096492 | 0.11775 | 0.079842 | 0.19855 | 0.177 | 0.093 | 0.243 | 0.21475 | 0.088 | 0.351
8221 | 0.37827 | 0.54786 | 0.16233 | 0.29657 | 0.3491 | 0.10969 | 0.21813 | 0.10743 | 0.12178 | 0.076448 | 0.19357 | 0.253 | 0.143 | 0.327 | 0.27725 | 0.13 | 0.399
8222 | 0.43852 | 0.57899 | 0.19995 | 0.34188 | 0.38717 | 0.14662 | 0.22079 | 0.12239 | 0.14155 | 0.078216 | 0.21896 | 0.301 | 0.155 | 0.35 | 0.29525 | 0.162 | 0.368
8223 | 0.49727 | 0.62445 | 0.23134 | 0.38791 | 0.43511 | 0.15929 | 0.21166 | 0.13197 | 0.15108 | 0.071534 | 0.24151 | 0.264 | 0.123 | 0.316 | 0.2465 | 0.131 | 0.275
8224 | 0.53256 | 0.65877 | 0.23602 | 0.41629 | 0.4803 | 0.1806 | 0.21855 | 0.1358 | 0.16486 | 0.068929 | 0.27411 | 0.149 | 0.049 | 0.218 | 0.14075 | 0.068 | 0.128
8225 | 0.57679 | 0.70255 | 0.2828 | 0.46334 | 0.53043 | 0.26877 | 0.2353 | 0.15604 | 0.21046 | 0.092038 | 0.32499 | 0.012 | 0 | 0.084 | 0.0255 | 0.003 | 0.003
8226 | 0.63693 | 0.74469 | 0.35981 | 0.52185 | 0.56881 | 0.3589 | 0.24479 | 0.19542 | 0.25974 | 0.11044 | 0.3742 | 0 | 0 | 0 | 0 | 0 | 0
8227 | 0.66031 | 0.77693 | 0.41282 | 0.55968 | 0.60591 | 0.38096 | 0.24949 | 0.21346 | 0.2742 | 0.11015 | 0.39222 | 0 | 0 | 0 | 0 | 0 | 0
8228 | 0.66269 | 0.8012 | 0.48148 | 0.5972 | 0.64743 | 0.35856 | 0.24734 | 0.21885 | 0.27407 | 0.10641 | 0.41243 | 0 | 0 | 0 | 0 | 0 | 0
8229 | 0.69536 | 0.82369 | 0.56069 | 0.65475 | 0.70819 | 0.32877 | 0.23019 | 0.2137 | 0.27099 | 0.098996 | 0.44249 | 0 | 0 | 0 | 0 | 0 | 0
8230 | 0.70503 | 0.84059 | 0.62089 | 0.6908 | 0.74649 | 0.31576 | 0.22347 | 0.20548 | 0.26885 | 0.092894 | 0.46126 | 0 | 0 | 0 | 0 | 0 | 0
8231 | 0.72576 | 0.86362 | 0.64429 | 0.7035 | 0.74046 | 0.33263 | 0.20645 | 0.19784 | 0.27513 | 0.086037 | 0.48399 | 0 | 0 | 0 | 0 | 0 | 0
8232 | 0.73652 | 0.88893 | 0.65818 | 0.72272 | 0.77346 | 0.31114 | 0.19667 | 0.19338 | 0.27559 | 0.089448 | 0.50841 | 0 | 0 | 0 | 0 | 0 | 0
8233 | 0.74262 | 0.9 | 0.66931 | 0.72824 | 0.77278 | 0.32906 | 0.20077 | 0.19154 | 0.28449 | 0.094708 | 0.52264 | 0 | 0 | 0 | 0 | 0 | 0
8234 | 0.754 | 0.9063 | 0.66562 | 0.73281 | 0.77881 | 0.33813 | 0.21084 | 0.19386 | 0.29107 | 0.10316 | 0.52914 | 0 | 0 | 0 | 0 | 0 | 0
8235 | 0.7558 | 0.91361 | 0.64429 | 0.72688 | 0.78056 | 0.35758 | 0.22941 | 0.19809 | 0.30163 | 0.12147 | 0.52937 | 0 | 0 | 0 | 0 | 0 | 0
8236 | 0.76387 | 0.9195 | 0.59265 | 0.71392 | 0.78525 | 0.39269 | 0.24647 | 0.20469 | 0.32033 | 0.13715 | 0.5468 | 0 | 0 | 0 | 0 | 0 | 0
8237 | 0.76292 | 0.91994 | 0.52792 | 0.69563 | 0.79606 | 0.38471 | 0.25525 | 0.19655 | 0.32105 | 0.14371 | 0.55926 | 0 | 0 | 0 | 0 | 0 | 0
8238 | 0.76311 | 0.92402 | 0.4771 | 0.67741 | 0.79202 | 0.37802 | 0.26644 | 0.1876 | 0.31817 | 0.14932 | 0.55773 | 0 | 0 | 0 | 0 | 0 | 0
8239 | 0.77194 | 0.92849 | 0.42737 | 0.6682 | 0.80529 | 0.37347 | 0.27615 | 0.18692 | 0.31806 | 0.14641 | 0.56544 | 0 | 0 | 0 | 0 | 0 | 0
8240 | 0.781 | 0.93073 | 0.39979 | 0.66626 | 0.81798 | 0.37378 | 0.28686 | 0.18379 | 0.31877 | 0.14117 | 0.57636 | 0 | 0 | 0 | 0 | 0 | 0
8241 | 0.78939 | 0.93598 | 0.357 | 0.65868 | 0.82966 | 0.37559 | 0.29915 | 0.18334 | 0.32078 | 0.13286 | 0.59133 | 0 | 0.008 | 0.012 | 0.003 | 0 | 0
8242 | 0.79487 | 0.94251 | 0.305 | 0.64659 | 0.83989 | 0.3944 | 0.32867 | 0.17937 | 0.33135 | 0.14322 | 0.60839 | 0.012 | 0.058 | 0.105 | 0.0365 | 0.02 | 0.009
8243 | 0.79213 | 0.94518 | 0.20428 | 0.61497 | 0.8485 | 0.4314 | 0.35007 | 0.16635 | 0.34784 | 0.15967 | 0.63392 | 0.06 | 0.159 | 0.222 | 0.101 | 0.062 | 0.06
8244 | 0.81125 | 0.94392 | 0.15293 | 0.60667 | 0.85584 | 0.43787 | 0.35446 | 0.15825 | 0.34577 | 0.14727 | 0.6397 | 0.186 | 0.261 | 0.313 | 0.19875 | 0.098 | 0.198
8245 | 0.80446 | 0.9411 | 0.13166 | 0.59703 | 0.85496 | 0.44504 | 0.35615 | 0.15347 | 0.34477 | 0.13715 | 0.64341 | 0.249 | 0.316 | 0.359 | 0.2385 | 0.109 | 0.237
8246 | 0.79678 | 0.93675 | 0.13422 | 0.59617 | 0.8575 | 0.44941 | 0.35151 | 0.15389 | 0.34298 | 0.13234 | 0.63628 | 0.281 | 0.302 | 0.345 | 0.2315 | 0.101 | 0.199
8247 | 0.7932 | 0.92797 | 0.13942 | 0.59532 | 0.85332 | 0.42804 | 0.34007 | 0.15728 | 0.33618 | 0.13991 | 0.6195 | 0.215 | 0.219 | 0.281 | 0.17475 | 0.085 | 0.118
8248 | 0.79019 | 0.91435 | 0.14563 | 0.59421 | 0.8468 | 0.4008 | 0.36858 | 0.15615 | 0.32971 | 0.14519 | 0.61671 | 0.095 | 0.092 | 0.176 | 0.08925 | 0.045 | 0.041
8249 | 0.79082 | 0.89619 | 0.21422 | 0.61571 | 0.84209 | 0.43355 | 0.40764 | 0.19249 | 0.35554 | 0.17445 | 0.62168 | 0.005 | 0.001 | 0.056 | 0.01575 | 0.002 | 0
8250 | 0.78675 | 0.88025 | 0.34443 | 0.65738 | 0.84097 | 0.46503 | 0.41916 | 0.25306 | 0.38749 | 0.20776 | 0.62412 | 0 | 0 | 0 | 0 | 0 | 0
8251 | 0.79295 | 0.86123 | 0.41573 | 0.6839 | 0.84302 | 0.49159 | 0.41822 | 0.28113 | 0.41666 | 0.26132 | 0.63262 | 0 | 0 | 0 | 0 | 0 | 0
8252 | 0.80868 | 0.8341 | 0.37539 | 0.67651 | 0.84546 | 0.5138 | 0.4094 | 0.29244 | 0.4414 | 0.32125 | 0.63813 | 0 | 0 | 0 | 0 | 0 | 0
8253 | 0.81891 | 0.80693 | 0.30367 | 0.65508 | 0.84265 | 0.52277 | 0.40473 | 0.29163 | 0.46117 | 0.39586 | 0.63441 | 0 | 0 | 0 | 0 | 0 | 0
8254 | 0.80449 | 0.76514 | 0.28796 | 0.6431 | 0.83684 | 0.52689 | 0.40035 | 0.2779 | 0.46914 | 0.44621 | 0.62557 | 0 | 0 | 0 | 0 | 0 | 0
8255 | 0.79401 | 0.70179 | 0.30367 | 0.64218 | 0.82885 | 0.52681 | 0.39717 | 0.2718 | 0.45576 | 0.41892 | 0.60552 | 0 | 0 | 0 | 0 | 0 | 0
8256 | 0.79466 | 0.65843 | 0.31974 | 0.6414 | 0.8098 | 0.48117 | 0.39187 | 0.27586 | 0.42763 | 0.36378 | 0.58973 | 0 | 0 | 0 | 0 | 0 | 0
8257 | 0.76599 | 0.65387 | 0.37967 | 0.64348 | 0.78478 | 0.46385 | 0.38074 | 0.27811 | 0.41048 | 0.32272 | 0.57725 | 0 | 0 | 0 | 0 | 0 | 0
8258 | 0.75672 | 0.65319 | 0.5077 | 0.67188 | 0.75122 | 0.457 | 0.36964 | 0.27312 | 0.39197 | 0.2901 | 0.54766 | 0 | 0 | 0 | 0 | 0 | 0
8259 | 0.75799 | 0.63573 | 0.61425 | 0.68524 | 0.68349 | 0.50307 | 0.3628 | 0.29044 | 0.39852 | 0.28661 | 0.51397 | 0 | 0 | 0 | 0 | 0 | 0
8260 | 0.73028 | 0.61208 | 0.66439 | 0.67199 | 0.6213 | 0.54066 | 0.35808 | 0.30035 | 0.39955 | 0.28709 | 0.47009 | 0 | 0 | 0 | 0 | 0 | 0
8261 | 0.71688 | 0.59027 | 0.67297 | 0.6765 | 0.63967 | 0.55574 | 0.35786 | 0.30308 | 0.40464 | 0.28756 | 0.47218 | 0 | 0 | 0 | 0 | 0 | 0
8262 | 0.70705 | 0.6061 | 0.65064 | 0.67275 | 0.66058 | 0.53678 | 0.36116 | 0.29639 | 0.39954 | 0.28626 | 0.47874 | 0 | 0 | 0 | 0 | 0 | 0
8263 | 0.73057 | 0.65876 | 0.63008 | 0.68295 | 0.68819 | 0.51553 | 0.36664 | 0.29019 | 0.40848 | 0.31809 | 0.5101 | 0 | 0 | 0 | 0 | 0 | 0
8264 | 0.72614 | 0.73679 | 0.62877 | 0.69265 | 0.72303 | 0.51566 | 0.38505 | 0.28937 | 0.42341 | 0.34477 | 0.54385 | 0 | 0 | 0 | 0 | 0 | 0
8265 | 0.7285 | 0.80857 | 0.64044 | 0.69783 | 0.72454 | 0.50592 | 0.40851 | 0.29834 | 0.43214 | 0.37475 | 0.54957 | 0 | 0.012 | 0.006 | 0.0015 | 0 | 0
8266 | 0.6837 | 0.83076 | 0.66191 | 0.6743 | 0.67727 | 0.5475 | 0.4094 | 0.3013 | 0.46112 | 0.43263 | 0.56304 | 0.001 | 0.06 | 0.065 | 0.021 | 0.014 | 0.004
8267 | 0.61951 | 0.82658 | 0.66562 | 0.64983 | 0.66436 | 0.50142 | 0.42102 | 0.29058 | 0.43804 | 0.43402 | 0.52615 | 0.009 | 0.12 | 0.146 | 0.04975 | 0.023 | 0.021
8268 | 0.6152 | 0.81431 | 0.60756 | 0.62287 | 0.64586 | 0.48839 | 0.4497 | 0.29148 | 0.43009 | 0.45344 | 0.48705 | 0.016 | 0.144 | 0.214 | 0.0695 | 0.014 | 0.034
8269 | 0.63806 | 0.81535 | 0.60081 | 0.62257 | 0.62884 | 0.47156 | 0.47259 | 0.31662 | 0.4354 | 0.49099 | 0.46242 | 0.018 | 0.131 | 0.25 | 0.0795 | 0.013 | 0.037
8270 | 0.6362 | 0.81534 | 0.64429 | 0.63442 | 0.62278 | 0.44081 | 0.48633 | 0.34649 | 0.4374 | 0.53959 | 0.42273 | 0.017 | 0.095 | 0.255 | 0.07875 | 0.011 | 0.032
8271 | 0.62309 | 0.82482 | 0.66562 | 0.64291 | 0.64001 | 0.39145 | 0.50239 | 0.36873 | 0.42954 | 0.54927 | 0.40872 | 0.011 | 0.052 | 0.225 | 0.065 | 0.005 | 0.019
8272 | 0.65067 | 0.83973 | 0.65568 | 0.6606 | 0.67545 | 0.39542 | 0.50636 | 0.38083 | 0.44228 | 0.58122 | 0.41166 | 0.003 | 0.013 | 0.154 | 0.0415 | 0.002 | 0.007
8273 | 0.65238 | 0.84246 | 0.65693 | 0.66995 | 0.70053 | 0.48713 | 0.51036 | 0.41228 | 0.49223 | 0.6387 | 0.4308 | 0 | 0 | 0.056 | 0.014 | 0 | 0
8274 | 0.60927 | 0.834 | 0.68971 | 0.66494 | 0.69585 | 0.50151 | 0.48328 | 0.43859 | 0.51896 | 0.7062 | 0.42956 | 0 | 0 | 0 | 0 | 0 | 0
8275 | 0.56354 | 0.84017 | 0.69323 | 0.65712 | 0.71458 | 0.50332 | 0.46865 | 0.43334 | 0.52916 | 0.73181 | 0.44816 | 0 | 0 | 0 | 0 | 0 | 0
8276 | 0.55037 | 0.85379 | 0.66562 | 0.65135 | 0.73805 | 0.47184 | 0.45545 | 0.4239 | 0.52525 | 0.73901 | 0.46625 | 0 | 0 | 0 | 0 | 0 | 0
8277 | 0.57466 | 0.8652 | 0.64556 | 0.65458 | 0.74352 | 0.4309 | 0.45192 | 0.39091 | 0.5094 | 0.73273 | 0.48305 | 0 | 0 | 0 | 0 | 0 | 0
8278 | 0.57595 | 0.87486 | 0.63787 | 0.65274 | 0.7444 | 0.40677 | 0.46202 | 0.34242 | 0.49488 | 0.73137 | 0.49896 | 0 | 0 | 0 | 0 | 0 | 0
8279 | 0.54855 | 0.86955 | 0.58578 | 0.6189 | 0.72237 | 0.35191 | 0.48525 | 0.30382 | 0.45029 | 0.64521 | 0.50022 | 0 | 0 | 0 | 0 | 0 | 0
8280 | 0.49821 | 0.85631 | 0.52649 | 0.57029 | 0.68618 | 0.32058 | 0.49521 | 0.27042 | 0.40922 | 0.57747 | 0.46842 | 0 | 0 | 0 | 0 | 0 | 0
8281 | 0.47952 | 0.85005 | 0.49024 | 0.5526 | 0.68804 | 0.29716 | 0.4838 | 0.25017 | 0.38089 | 0.52141 | 0.45481 | 0 | 0 | 0 | 0 | 0 | 0
8282 | 0.46411 | 0.84934 | 0.47417 | 0.54107 | 0.68493 | 0.27123 | 0.47987 | 0.23422 | 0.35237 | 0.46477 | 0.43926 | 0 | 0 | 0 | 0 | 0 | 0
8283 | 0.43585 | 0.85301 | 0.45954 | 0.51903 | 0.6617 | 0.24494 | 0.46423 | 0.21577 | 0.31601 | 0.3789 | 0.42444 | 0 | 0 | 0 | 0 | 0 | 0
8284 | 0.40769 | 0.84214 | 0.43029 | 0.49052 | 0.6336 | 0.21367 | 0.43169 | 0.20192 | 0.272 | 0.25973 | 0.41265 | 0 | 0 | 0 | 0 | 0 | 0
8285 | 0.36096 | 0.828 | 0.39979 | 0.45337 | 0.59935 | 0.19394 | 0.41069 | 0.19153 | 0.24768 | 0.21005 | 0.3952 | 0 | 0 | 0 | 0 | 0 | 0
8286 | 0.28238 | 0.80185 | 0.40268 | 0.41237 | 0.55205 | 0.16603 | 0.39157 | 0.18117 | 0.22235 | 0.17152 | 0.37068 | 0 | 0 | 0 | 0 | 0 | 0
8287 | 0.20213 | 0.7594 | 0.44051 | 0.37807 | 0.49157 | 0.14139 | 0.37999 | 0.17559 | 0.20795 | 0.17306 | 0.34175 | 0 | 0 | 0 | 0 | 0 | 0
8288 | 0.13264 | 0.69768 | 0.5106 | 0.35636 | 0.42583 | 0.12093 | 0.3737 | 0.17102 | 0.19073 | 0.16287 | 0.30808 | 0 | 0 | 0 | 0 | 0 | 0
8289 | 0.090487 | 0.61975 | 0.58026 | 0.33552 | 0.33582 | 0.10665 | 0.36737 | 0.16687 | 0.17561 | 0.16381 | 0.2651 | 0 | 0.002 | 0.008 | 0.002 | 0 | 0
8290 | 0.086465 | 0.53102 | 0.62484 | 0.32656 | 0.26838 | 0.10469 | 0.33255 | 0.16785 | 0.16402 | 0.14592 | 0.23761 | 0.015 | 0.037 | 0.075 | 0.03075 | 0.004 | 0.029
8291 | 0.12699 | 0.46469 | 0.5077 | 0.28845 | 0.23068 | 0.097756 | 0.29571 | 0.15674 | 0.14383 | 0.11789 | 0.20294 | 0.06 | 0.104 | 0.182 | 0.09625 | 0.02 | 0.123
8292 | 0.18087 | 0.40261 | 0.44051 | 0.27742 | 0.21088 | 0.10061 | 0.28911 | 0.15887 | 0.135 | 0.11529 | 0.16524 | 0.102 | 0.167 | 0.284 | 0.15275 | 0.037 | 0.188
8293 | 0.27099 | 0.36986 | 0.5135 | 0.34063 | 0.23741 | 0.13253 | 0.29277 | 0.18986 | 0.15339 | 0.13995 | 0.15124 | 0.102 | 0.205 | 0.342 | 0.15675 | 0.041 | 0.142
8294 | 0.42428 | 0.35061 | 0.52072 | 0.4169 | 0.30571 | 0.19093 | 0.26775 | 0.20997 | 0.17906 | 0.1463 | 0.16904 | 0.078 | 0.176 | 0.34 | 0.13425 | 0.037 | 0.082
8295 | 0.6084 | 0.3286 | 0.47564 | 0.4822 | 0.36255 | 0.28672 | 0.22679 | 0.2183 | 0.22045 | 0.16842 | 0.20838 | 0.05 | 0.104 | 0.291 | 0.1045 | 0.026 | 0.051
8296 | 0.71862 | 0.29123 | 0.35419 | 0.5036 | 0.438 | 0.40345 | 0.20469 | 0.22968 | 0.27787 | 0.22068 | 0.25768 | 0.023 | 0.031 | 0.194 | 0.0595 | 0.01 | 0.011
8297 | 0.8401 | 0.2561 | 0.32653 | 0.57735 | 0.56542 | 0.46899 | 0.20087 | 0.26036 | 0.33675 | 0.27507 | 0.3426 | 0.001 | 0 | 0.07 | 0.01775 | 0 | 0
8298 | 0.91045 | 0.228 | 0.3697 | 0.65147 | 0.67426 | 0.52688 | 0.19573 | 0.28607 | 0.38946 | 0.32026 | 0.42464 | 0 | 0 | 0 | 0 | 0 | 0
8299 | 0.94103 | 0.24402 | 0.40268 | 0.72283 | 0.82478 | 0.58497 | 0.20222 | 0.29917 | 0.44778 | 0.33979 | 0.5672 | 0 | 0 | 0 | 0 | 0 | 0
8300 | 0.95251 | 0.33551 | 0.44051 | 0.7795 | 0.94547 | 0.63942 | 0.21948 | 0.30613 | 0.51393 | 0.39886 | 0.71129 | 0 | 0 | 0 | 0 | 0 | 0
8301 | 0.9595 | 0.41807 | 0.48148 | 0.80893 | 0.98581 | 0.7122 | 0.25057 | 0.31308 | 0.57501 | 0.45171 | 0.82305 | 0 | 0 | 0 | 0 | 0 | 0
8302 | 0.95863 | 0.42479 | 0.50915 | 0.81784 | 0.98575 | 0.7518 | 0.30474 | 0.31525 | 0.62228 | 0.5245 | 0.89755 | 0 | 0 | 0 | 0 | 0 | 0
8303 | 0.96928 | 0.38843 | 0.54937 | 0.83484 | 0.98588 | 0.76585 | 0.3771 | 0.31303 | 0.63967 | 0.55562 | 0.92418 | 0 | 0 | 0 | 0 | 0 | 0
8304 | 0.97246 | 0.33578 | 0.5621 | 0.84013 | 0.98584 | 0.75638 | 0.4577 | 0.30395 | 0.6419 | 0.5843 | 0.92296 | 0 | 0 | 0 | 0 | 0 | 0
8305 | 0.95826 | 0.35037 | 0.51494 | 0.81342 | 0.96705 | 0.73287 | 0.5265 | 0.29178 | 0.63528 | 0.61232 | 0.90416 | 0 | 0 | 0 | 0 | 0 | 0
8306 | 0.88967 | 0.4591 | 0.45807 | 0.74766 | 0.89524 | 0.68497 | 0.59564 | 0.26111 | 0.61197 | 0.66539 | 0.83643 | 0 | 0 | 0 | 0 | 0 | 0
8307 | 0.73729 | 0.62586 | 0.40413 | 0.63916 | 0.77606 | 0.62088 | 0.6484 | 0.23484 | 0.55759 | 0.66232 | 0.71232 | 0 | 0 | 0 | 0 | 0 | 0
8308 | 0.44757 | 0.62417 | 0.34165 | 0.46634 | 0.60979 | 0.54787 | 0.70232 | 0.2121 | 0.48091 | 0.61763 | 0.54605 | 0 | 0 | 0 | 0 | 0 | 0
8309 | 0.22011 | 0.59289 | 0.28666 | 0.32003 | 0.45332 | 0.45558 | 0.73295 | 0.17626 | 0.39567 | 0.55856 | 0.39226 | 0 | 0 | 0 | 0 | 0 | 0
8310 | 0.12972 | 0.53983 | 0.21199 | 0.22341 | 0.32853 | 0.35283 | 0.69875 | 0.14784 | 0.31802 | 0.50112 | 0.27028 | 0 | 0 | 0 | 0 | 0 | 0
8311 | 0.089719 | 0.45843 | 0.18417 | 0.16896 | 0.233 | 0.24672 | 0.64649 | 0.13049 | 0.25317 | 0.43455 | 0.20093 | 0 | 0 | 0 | 0 | 0 | 0
8312 | 0.056568 | 0.382 | 0.16522 | 0.12515 | 0.15366 | 0.17495 | 0.57968 | 0.11142 | 0.20099 | 0.3723 | 0.14529 | 0 | 0 | 0 | 0 | 0 | 0
8313 | 0.044003 | 0.32343 | 0.15759 | 0.094233 | 0.081105 | 0.12406 | 0.50937 | 0.097622 | 0.15969 | 0.32428 | 0.092804 | 0 | 0.002 | 0.001 | 0.00025 | 0 | 0
8314 | 0.049566 | 0.26356 | 0.15853 | 0.079868 | 0.031505 | 0.090234 | 0.43614 | 0.081751 | 0.12478 | 0.27299 | 0.054149 | 0 | 0.026 | 0.028 | 0.0155 | 0.002 | 0.032
8315 | 0.062596 | 0.21305 | 0.12746 | 0.066076 | 0.008172 | 0.068816 | 0.36627 | 0.066618 | 0.09748 | 0.22221 | 0.032276 | 0.005 | 0.072 | 0.079 | 0.055 | 0.012 | 0.124
8316 | 0.080655 | 0.18365 | 0.095861 | 0.059421 | 0.001748 | 0.058599 | 0.30566 | 0.061414 | 0.084128 | 0.19478 | 0.021724 | 0.014 | 0.138 | 0.142 | 0.103 | 0.031 | 0.225
8317 | 0.087449 | 0.17628 | 0.08028 | 0.056135 | 0.000676 | 0.051752 | 0.25143 | 0.06183 | 0.06975 | 0.14702 | 0.0184 | 0.021 | 0.176 | 0.207 | 0.1325 | 0.039 | 0.263
8318 | 0.091318 | 0.17659 | 0.086198 | 0.060079 | 0.002722 | 0.0434 | 0.19712 | 0.054376 | 0.056477 | 0.1115 | 0.016634 | 0.023 | 0.169 | 0.234 | 0.1265 | 0.034 | 0.215
8319 | 0.09304 | 0.16811 | 0.086869 | 0.063132 | 0.009488 | 0.03657 | 0.14945 | 0.046827 | 0.045225 | 0.081482 | 0.016022 | 0.018 | 0.113 | 0.21 | 0.09625 | 0.021 | 0.136
8320 | 0.094201 | 0.14494 | 0.10535 | 0.074467 | 0.023851 | 0.036613 | 0.1316 | 0.044736 | 0.040681 | 0.061503 | 0.019871 | 0.007 | 0.036 | 0.138 | 0.0495 | 0.008 | 0.045
8321 | 0.095892 | 0.11471 | 0.18727 | 0.10971 | 0.045958 | 0.048919 | 0.12208 | 0.058654 | 0.049455 | 0.059827 | 0.030422 | 0 | 0 | 0.045 | 0.01125 | 0 | 0
8322 | 0.090672 | 0.084627 | 0.33613 | 0.16843 | 0.078493 | 0.066536 | 0.10515 | 0.088805 | 0.06637 | 0.063808 | 0.04633 | 0 | 0 | 0 | 0 | 0 | 0
8323 | 0.078426 | 0.056774 | 0.41573 | 0.20458 | 0.11958 | 0.076464 | 0.086195 | 0.11722 | 0.079483 | 0.062105 | 0.062142 | 0 | 0 | 0 | 0 | 0 | 0
8324 | 0.07703 | 0.03531 | 0.43759 | 0.22303 | 0.15446 | 0.081084 | 0.068266 | 0.14083 | 0.08889 | 0.056408 | 0.077236 | 0 | 0 | 0 | 0 | 0 | 0
8325 | 0.090859 | 0.020145 | 0.45661 | 0.24246 | 0.1799 | 0.084907 | 0.054846 | 0.15775 | 0.095856 | 0.051197 | 0.089567 | 0 | 0 | 0 | 0 | 0 | 0
8326 | 0.1089 | 0.011056 | 0.5077 | 0.2733 | 0.2033 | 0.090597 | 0.043771 | 0.16708 | 0.10263 | 0.052833 | 0.10001 | 0 | 0 | 0 | 0 | 0 | 0
8327 | 0.13347 | 0.008855 | 0.55079 | 0.29909 | 0.21302 | 0.094968 | 0.034437 | 0.16182 | 0.10474 | 0.057728 | 0.10446 | 0 | 0 | 0 | 0 | 0 | 0
8328 | 0.16013 | 0.013461 | 0.53939 | 0.30434 | 0.21348 | 0.097635 | 0.027044 | 0.14714 | 0.10389 | 0.066243 | 0.10455 | 0 | 0 | 0 | 0 | 0 | 0
8329 | 0.1719 | 0.02152 | 0.4844 | 0.28771 | 0.20682 | 0.10072 | 0.023176 | 0.13501 | 0.10489 | 0.07881 | 0.10501 | 0 | 0 | 0 | 0 | 0 | 0
8330 | 0.16492 | 0.032804 | 0.45075 | 0.26827 | 0.18915 | 0.10368 | 0.021083 | 0.1342 | 0.10865 | 0.094245 | 0.1025 | 0 | 0 | 0 | 0 | 0 | 0
8331 | 0.15508 | 0.050342 | 0.49461 | 0.2723 | 0.1672 | 0.10217 | 0.020719 | 0.13749 | 0.11475 | 0.12055 | 0.098789 | 0 | 0 | 0 | 0 | 0 | 0
8332 | 0.15904 | 0.074686 | 0.57051 | 0.29145 | 0.14478 | 0.11115 | 0.02198 | 0.14461 | 0.12675 | 0.15661 | 0.094652 | 0 | 0 | 0 | 0 | 0 | 0
8333 | 0.1715 | 0.10323 | 0.57331 | 0.29196 | 0.13108 | 0.12283 | 0.025047 | 0.14764 | 0.14108 | 0.20105 | 0.092805 | 0 | 0 | 0 | 0 | 0 | 0
8334 | 0.17298 | 0.13729 | 0.60216 | 0.30038 | 0.12599 | 0.13077 | 0.032151 | 0.14788 | 0.14936 | 0.22437 | 0.094423 | 0 | 0 | 0 | 0 | 0 | 0
8335 | 0.16589 | 0.18008 | 0.58441 | 0.29076 | 0.12197 | 0.13133 | 0.041856 | 0.15352 | 0.15212 | 0.22819 | 0.095424 | 0 | 0 | 0 | 0 | 0 | 0
8336 | 0.14982 | 0.22538 | 0.61158 | 0.29404 | 0.12071 | 0.13322 | 0.051881 | 0.16079 | 0.15034 | 0.20909 | 0.098253 | 0 | 0 | 0 | 0 | 0 | 0
8337 | 0.14911 | 0.26162 | 0.56631 | 0.28091 | 0.12731 | 0.13291 | 0.060377 | 0.16696 | 0.15034 | 0.20002 | 0.10146 | 0 | 0.006 | 0.003 | 0.00075 | 0 | 0
8338 | 0.15604 | 0.2824 | 0.52072 | 0.27349 | 0.1437 | 0.13283 | 0.062115 | 0.17458 | 0.14277 | 0.15799 | 0.10569 | 0.02 | 0.054 | 0.038 | 0.02075 | 0.012 | 0.013
8339 | 0.15837 | 0.29506 | 0.50915 | 0.27341 | 0.15271 | 0.13105 | 0.053743 | 0.18771 | 0.13676 | 0.12861 | 0.09968 | 0.057 | 0.118 | 0.097 | 0.0625 | 0.034 | 0.062
8340 | 0.15716 | 0.29279 | 0.43467 | 0.24953 | 0.15677 | 0.13876 | 0.048487 | 0.19649 | 0.14115 | 0.13584 | 0.093518 | 0.079 | 0.173 | 0.164 | 0.11475 | 0.052 | 0.164
8341 | 0.15972 | 0.27019 | 0.37682 | 0.23223 | 0.16017 | 0.15224 | 0.048326 | 0.19161 | 0.14217 | 0.13145 | 0.093374 | 0.101 | 0.193 | 0.214 | 0.15075 | 0.066 | 0.222
8342 | 0.16099 | 0.23125 | 0.39979 | 0.2403 | 0.16011 | 0.15517 | 0.052026 | 0.18688 | 0.14291 | 0.13146 | 0.098136 | 0.197 | 0.172 | 0.227 | 0.179 | 0.067 | 0.225
8343 | 0.15852 | 0.18878 | 0.50479 | 0.27557 | 0.1634 | 0.15088 | 0.058552 | 0.1859 | 0.14366 | 0.13381 | 0.10403 | 0.208 | 0.115 | 0.192 | 0.15825 | 0.061 | 0.172
8344 | 0.15629 | 0.1608 | 0.61956 | 0.32053 | 0.18572 | 0.15074 | 0.085851 | 0.18579 | 0.14978 | 0.14166 | 0.12094 | 0.102 | 0.042 | 0.119 | 0.08075 | 0.035 | 0.067
8345 | 0.14691 | 0.13708 | 0.68499 | 0.34621 | 0.20675 | 0.21229 | 0.1306 | 0.21075 | 0.18588 | 0.17124 | 0.14922 | 0.005 | 0 | 0.036 | 0.0105 | 0.001 | 0
8346 | 0.14145 | 0.11786 | 0.74679 | 0.35825 | 0.18651 | 0.26264 | 0.1564 | 0.25426 | 0.21431 | 0.18636 | 0.154 | 0 | 0 | 0 | 0 | 0 | 0
8347 | 0.13659 | 0.11662 | 0.78069 | 0.35718 | 0.15427 | 0.25848 | 0.16131 | 0.28277 | 0.21837 | 0.18959 | 0.14264 | 0 | 0 | 0 | 0 | 0 | 0
8348 | 0.1321 | 0.11636 | 0.77139 | 0.34547 | 0.13294 | 0.23803 | 0.15608 | 0.2972 | 0.21348 | 0.19091 | 0.1278 | 0 | 0 | 0 | 0 | 0 | 0
8349 | 0.1317 | 0.11735 | 0.76469 | 0.34027 | 0.12443 | 0.21152 | 0.14811 | 0.3038 | 0.20376 | 0.18338 | 0.11634 | 0 | 0 | 0 | 0 | 0 | 0
8350 | 0.13789 | 0.11093 | 0.75085 | 0.34123 | 0.13496 | 0.18635 | 0.13686 | 0.30217 | 0.19563 | 0.17645 | 0.11754 | 0 | 0 | 0 | 0 | 0 | 0
8351 | 0.13591 | 0.098982 | 0.83952 | 0.3736 | 0.14538 | 0.17258 | 0.12726 | 0.30016 | 0.19265 | 0.17547 | 0.1224 | 0 | 0 | 0 | 0 | 0 | 0
8352 | 0.13016 | 0.087043 | 0.74165 | 0.33658 | 0.13794 | 0.18016 | 0.12304 | 0.29792 | 0.19448 | 0.18266 | 0.11719 | 0 | 0 | 0 | 0 | 0 | 0
8353 | 0.11225 | 0.069752 | 0.70701 | 0.31179 | 0.1161 | 0.17987 | 0.11578 | 0.28706 | 0.18388 | 0.171 | 0.097584 | 0 | 0 | 0 | 0 | 0 | 0
8354 | 0.081227 | 0.04925 | 0.72472 | 0.29816 | 0.088536 | 0.18449 | 0.10382 | 0.27711 | 0.17346 | 0.15344 | 0.078784 | 0 | 0 | 0 | 0 | 0 | 0
8355 | 0.051634 | 0.033065 | 0.75586 | 0.28918 | 0.060062 | 0.17157 | 0.09145 | 0.27482 | 0.16109 | 0.13807 | 0.059918 | 0 | 0 | 0 | 0 | 0 | 0
8356 | 0.030883 | 0.021035 | 0.71039 | 0.26038 | 0.039863 | 0.15021 | 0.080311 | 0.26333 | 0.14238 | 0.11074 | 0.04523 | 0 | 0 | 0 | 0 | 0 | 0
8357 | 0.02331 | 0.012571 | 0.69671 | 0.24896 | 0.026846 | 0.13863 | 0.069667 | 0.23704 | 0.12376 | 0.0885 | 0.030869 | 0 | 0 | 0 | 0 | 0 | 0
8358 | 0.03123 | 0.009495 | 0.64044 | 0.23008 | 0.018556 | 0.13583 | 0.062077 | 0.21416 | 0.11134 | 0.074222 | 0.021163 | 0 | 0 | 0 | 0 | 0 | 0
8359 | 0.049409 | 0.010372 | 0.60352 | 0.22383 | 0.018552 | 0.13931 | 0.057058 | 0.19462 | 0.10527 | 0.068135 | 0.01902 | 0 | 0 | 0 | 0 | 0 | 0
8360 | 0.064328 | 0.014223 | 0.61292 | 0.23646 | 0.032144 | 0.14666 | 0.052481 | 0.19367 | 0.11228 | 0.08664 | 0.022147 | 0 | 0 | 0 | 0 | 0 | 0
8361 | 0.075338 | 0.020249 | 0.61292 | 0.24803 | 0.055822 | 0.1439 | 0.049409 | 0.2096 | 0.12431 | 0.11588 | 0.027843 | 0 | 0.001 | 0.002 | 0.0005 | 0 | 0
8362 | 0.087279 | 0.026657 | 0.68617 | 0.28374 | 0.077765 | 0.12566 | 0.039962 | 0.22095 | 0.11674 | 0.090412 | 0.029956 | 0.014 | 0.018 | 0.037 | 0.02 | 0.009 | 0.02
8363 | 0.09492 | 0.031801 | 0.8491 | 0.34249 | 0.083445 | 0.094183 | 0.02471 | 0.23583 | 0.10304 | 0.057352 | 0.024787 | 0.06 | 0.057 | 0.102 | 0.06875 | 0.038 | 0.075
8364 | 0.11128 | 0.034468 | 0.85818 | 0.35657 | 0.10023 | 0.084976 | 0.015099 | 0.24389 | 0.10164 | 0.049269 | 0.028435 | 0.101 | 0.101 | 0.164 | 0.11825 | 0.074 | 0.134
8365 | 0.13391 | 0.037294 | 0.85881 | 0.36997 | 0.1172 | 0.10091 | 0.011564 | 0.25738 | 0.11537 | 0.066456 | 0.036717 | 0.091 | 0.128 | 0.184 | 0.13375 | 0.094 | 0.166
8366 | 0.14996 | 0.042786 | 0.81324 | 0.36504 | 0.13193 | 0.12518 | 0.011059 | 0.26957 | 0.13287 | 0.092223 | 0.044494 | 0.059 | 0.122 | 0.165 | 0.11575 | 0.09 | 0.149
8367 | 0.16092 | 0.051211 | 0.82867 | 0.38007 | 0.15062 | 0.15102 | 0.012965 | 0.27097 | 0.14457 | 0.10105 | 0.055233 | 0.036 | 0.08 | 0.121 | 0.0805 | 0.065 | 0.1
8368 | 0.21071 | 0.065599 | 0.8092 | 0.40459 | 0.19387 | 0.19115 | 0.0213 | 0.29551 | 0.16665 | 0.10298 | 0.076949 | 0.014 | 0.023 | 0.061 | 0.0355 | 0.033 | 0.034
8369 | 0.26849 | 0.095404 | 0.84641 | 0.45308 | 0.24434 | 0.23702 | 0.036347 | 0.34873 | 0.21156 | 0.14494 | 0.11554 | 0 | 0 | 0.012 | 0.003 | 0 | 0
8370 | 0.3133 | 0.14226 | 0.91335 | 0.50521 | 0.28899 | 0.2766 | 0.051205 | 0.39107 | 0.25843 | 0.21167 | 0.15439 | 0 | 0 | 0 | 0 | 0 | 0
8371 | 0.33185 | 0.20455 | 0.92657 | 0.52388 | 0.31322 | 0.31821 | 0.063144 | 0.39838 | 0.28367 | 0.23112 | 0.18697 | 0 | 0 | 0 | 0 | 0 | 0
8372 | 0.39644 | 0.28166 | 0.91335 | 0.5465 | 0.3297 | 0.34013 | 0.071152 | 0.38583 | 0.29358 | 0.23393 | 0.21442 | 0 | 0 | 0 | 0 | 0 | 0
8373 | 0.43151 | 0.34881 | 0.91902 | 0.56829 | 0.35433 | 0.3729 | 0.075742 | 0.3724 | 0.30644 | 0.24356 | 0.2369 | 0 | 0 | 0 | 0 | 0 | 0
8374 | 0.45257 | 0.39926 | 0.93485 | 0.58897 | 0.3795 | 0.39192 | 0.078703 | 0.36786 | 0.31706 | 0.25003 | 0.25845 | 0 | 0 | 0 | 0 | 0 | 0
8375 | 0.43542 | 0.42978 | 0.94265 | 0.59213 | 0.39831 | 0.40594 | 0.08274 | 0.37099 | 0.32658 | 0.25576 | 0.27364 | 0 | 0 | 0 | 0 | 0 | 0
8376 | 0.43964 | 0.44733 | 0.92436 | 0.58925 | 0.40375 | 0.39884 | 0.086094 | 0.38117 | 0.33027 | 0.25333 | 0.28773 | 0 | 0 | 0 | 0 | 0 | 0
8377 | 0.46158 | 0.48079 | 0.86738 | 0.57994 | 0.41088 | 0.37312 | 0.092357 | 0.39562 | 0.32892 | 0.25618 | 0.29074 | 0 | 0 | 0 | 0 | 0 | 0
8378 | 0.48635 | 0.50651 | 0.87991 | 0.59272 | 0.4119 | 0.37299 | 0.099021 | 0.39502 | 0.32951 | 0.26409 | 0.28592 | 0 | 0 | 0 | 0 | 0 | 0
8379 | 0.47546 | 0.5327 | 0.86558 | 0.59118 | 0.43249 | 0.39901 | 0.10621 | 0.40957 | 0.34852 | 0.28645 | 0.29905 | 0 | 0 | 0 | 0 | 0 | 0
8380 | 0.48215 | 0.55364 | 0.84776 | 0.58264 | 0.41801 | 0.42336 | 0.11693 | 0.41929 | 0.37056 | 0.33924 | 0.30036 | 0 | 0 | 0 | 0 | 0 | 0
8381 | 0.4975 | 0.56537 | 0.81244 | 0.58197 | 0.43596 | 0.42666 | 0.1288 | 0.40851 | 0.37973 | 0.37639 | 0.30735 | 0 | 0 | 0 | 0 | 0 | 0
8382 | 0.52662 | 0.56188 | 0.79492 | 0.5881 | 0.44275 | 0.42818 | 0.14324 | 0.38639 | 0.37524 | 0.37009 | 0.31629 | 0 | 0 | 0 | 0 | 0 | 0
8383 | 0.60588 | 0.56421 | 0.76758 | 0.60466 | 0.44053 | 0.44461 | 0.15673 | 0.39431 | 0.3749 | 0.34293 | 0.31775 | 0 | 0 | 0 | 0 | 0 | 0
8384 | 0.65372 | 0.56783 | 0.72363 | 0.61295 | 0.4615 | 0.42348 | 0.16908 | 0.38467 | 0.36628 | 0.33338 | 0.32361 | 0 | 0 | 0 | 0 | 0 | 0
8385 | 0.64657 | 0.55932 | 0.70588 | 0.60931 | 0.47547 | 0.4219 | 0.18149 | 0.38339 | 0.37275 | 0.35974 | 0.32598 | 0 | 0.001 | 0.003 | 0.00075 | 0 | 0
8386 | 0.65287 | 0.541 | 0.67539 | 0.60713 | 0.49312 | 0.40019 | 0.17715 | 0.36541 | 0.3635 | 0.35778 | 0.3306 | 0.002 | 0.021 | 0.048 | 0.0135 | 0.003 | 0.001
8387 | 0.72077 | 0.51801 | 0.57191 | 0.5949 | 0.49201 | 0.38297 | 0.15995 | 0.31946 | 0.33748 | 0.32897 | 0.31852 | 0.022 | 0.051 | 0.119 | 0.04225 | 0.014 | 0.014
8388 | 0.70583 | 0.4803 | 0.6089 | 0.61204 | 0.52138 | 0.37706 | 0.14773 | 0.28528 | 0.32698 | 0.31437 | 0.3312 | 0.056 | 0.081 | 0.183 | 0.07775 | 0.037 | 0.035
8389 | 0.7167 | 0.42885 | 0.73749 | 0.6836 | 0.5966 | 0.37531 | 0.14722 | 0.29245 | 0.31295 | 0.24358 | 0.34049 | 0.083 | 0.095 | 0.2 | 0.09775 | 0.054 | 0.054
8390 | 0.72333 | 0.39385 | 0.67053 | 0.66183 | 0.59164 | 0.39987 | 0.14256 | 0.29497 | 0.32393 | 0.24599 | 0.35491 | 0.09 | 0.082 | 0.174 | 0.0955 | 0.058 | 0.06
8391 | 0.68524 | 0.38582 | 0.3854 | 0.55524 | 0.59507 | 0.37996 | 0.1554 | 0.27152 | 0.32994 | 0.30825 | 0.36002 | 0.072 | 0.047 | 0.124 | 0.0715 | 0.042 | 0.048
8392 | 0.70739 | 0.39243 | 0.3697 | 0.56549 | 0.61937 | 0.40218 | 0.19712 | 0.26578 | 0.35597 | 0.35978 | 0.39614 | 0.031 | 0.01 | 0.067 | 0.03275 | 0.017 | 0.016
8393 | 0.71342 | 0.39816 | 0.5106 | 0.61307 | 0.6152 | 0.44591 | 0.24295 | 0.29467 | 0.37515 | 0.34609 | 0.41392 | 0 | 0 | 0.016 | 0.004 | 0 | 0
8394 | 0.68533 | 0.41918 | 0.66191 | 0.65575 | 0.62001 | 0.45163 | 0.25154 | 0.32187 | 0.38964 | 0.35098 | 0.4341 | 0 | 0 | 0 | 0 | 0 | 0
8395 | 0.61884 | 0.45157 | 0.73539 | 0.65946 | 0.62417 | 0.45307 | 0.25604 | 0.32086 | 0.40575 | 0.41601 | 0.43307 | 0 | 0 | 0 | 0 | 0 | 0
8396 | 0.55873 | 0.48402 | 0.74372 | 0.64385 | 0.6291 | 0.4078 | 0.25789 | 0.32132 | 0.39548 | 0.42308 | 0.42971 | 0 | 0 | 0 | 0 | 0 | 0
8397 | 0.47908 | 0.51815 | 0.74474 | 0.61612 | 0.62455 | 0.38686 | 0.2619 | 0.32217 | 0.37707 | 0.37686 | 0.42239 | 0 | 0 | 0 | 0 | 0 | 0
8398 | 0.55938 | 0.54226 | 0.74577 | 0.64007 | 0.61506 | 0.37908 | 0.27069 | 0.32558 | 0.37501 | 0.37791 | 0.41746 | 0 | 0 | 0 | 0 | 0 | 0
8399 | 0.57759 | 0.54388 | 0.75186 | 0.63699 | 0.58152 | 0.38894 | 0.26826 | 0.3189 | 0.3719 | 0.38339 | 0.39637 | 0 | 0 | 0 | 0 | 0 | 0
8400 | 0.57427 | 0.54911 | 0.74882 | 0.61788 | 0.53055 | 0.39418 | 0.2707 | 0.31033 | 0.35404 | 0.34959 | 0.36207 | 0 | 0 | 0 | 0 | 0 | 0
8401 | 0.59688 | 0.56575 | 0.74372 | 0.62878 | 0.54575 | 0.39588 | 0.27385 | 0.31276 | 0.34642 | 0.31251 | 0.36454 | 0 | 0 | 0 | 0 | 0 | 0
8402 | 0.59474 | 0.54935 | 0.73854 | 0.62821 | 0.55136 | 0.38407 | 0.27596 | 0.31575 | 0.34432 | 0.31371 | 0.36376 | 0 | 0 | 0 | 0 | 0 | 0
8403 | 0.58996 | 0.54991 | 0.72363 | 0.6241 | 0.5587 | 0.36639 | 0.28098 | 0.31607 | 0.35043 | 0.34021 | 0.37905 | 0 | 0 | 0 | 0 | 0 | 0
8404 | 0.5492 | 0.53958 | 0.70247 | 0.60879 | 0.57471 | 0.35272 | 0.27634 | 0.32264 | 0.34291 | 0.32227 | 0.37401 | 0 | 0 | 0 | 0 | 0 | 0
8405 | 0.51099 | 0.51868 | 0.68617 | 0.59144 | 0.57715 | 0.35088 | 0.27431 | 0.33053 | 0.33609 | 0.29959 | 0.36338 | 0 | 0 | 0 | 0 | 0 | 0
8406 | 0.53159 | 0.44411 | 0.69787 | 0.60491 | 0.58527 | 0.37006 | 0.27747 | 0.34294 | 0.33379 | 0.26627 | 0.35589 | 0 | 0 | 0 | 0 | 0 | 0
8407 | 0.52736 | 0.40311 | 0.69902 | 0.60668 | 0.59365 | 0.39467 | 0.27228 | 0.34934 | 0.34411 | 0.26805 | 0.36439 | 0 | 0 | 0 | 0 | 0 | 0
8408 | 0.51524 | 0.40509 | 0.73009 | 0.61654 | 0.6043 | 0.41481 | 0.2713 | 0.36344 | 0.36281 | 0.30351 | 0.36946 | 0 | 0 | 0 | 0 | 0 | 0
8409 | 0.50719 | 0.46016 | 0.71374 | 0.59682 | 0.56952 | 0.42805 | 0.27118 | 0.3752 | 0.37477 | 0.32506 | 0.37078 | 0 | 0.001 | 0.006 | 0.0015 | 0 | 0
8410 | 0.50531 | 0.49655 | 0.6766 | 0.5826 | 0.56591 | 0.41837 | 0.2633 | 0.35295 | 0.3644 | 0.30657 | 0.37972 | 0.035 | 0.024 | 0.093 | 0.04925 | 0.053 | 0.016
8411 | 0.49598 | 0.52616 | 0.60352 | 0.54675 | 0.54077 | 0.37103 | 0.24795 | 0.30043 | 0.33715 | 0.31758 | 0.35958 | 0.147 | 0.062 | 0.213 | 0.15025 | 0.155 | 0.086
8412 | 0.49658 | 0.58004 | 0.52505 | 0.51183 | 0.51387 | 0.32133 | 0.24138 | 0.24988 | 0.29226 | 0.26317 | 0.33467 | 0.263 | 0.099 | 0.31 | 0.25175 | 0.235 | 0.199
8413 | 0.52386 | 0.58987 | 0.48878 | 0.50461 | 0.50119 | 0.30532 | 0.23654 | 0.24697 | 0.27187 | 0.21569 | 0.31951 | 0.315 | 0.122 | 0.345 | 0.30425 | 0.276 | 0.281
8414 | 0.55249 | 0.61093 | 0.4449 | 0.50379 | 0.51399 | 0.31119 | 0.2447 | 0.25367 | 0.28022 | 0.22916 | 0.32685 | 0.295 | 0.122 | 0.314 | 0.2815 | 0.244 | 0.273
8415 | 0.5796 | 0.63445 | 0.49607 | 0.54158 | 0.54906 | 0.33524 | 0.25891 | 0.25571 | 0.30974 | 0.29459 | 0.35343 | 0.211 | 0.087 | 0.231 | 0.1935 | 0.156 | 0.176
8416 | 0.58996 | 0.65364 | 0.57331 | 0.58992 | 0.60651 | 0.39659 | 0.28864 | 0.28615 | 0.35231 | 0.32003 | 0.40647 | 0.082 | 0.031 | 0.125 | 0.08125 | 0.066 | 0.052
8417 | 0.59446 | 0.67586 | 0.62089 | 0.61675 | 0.6349 | 0.46529 | 0.31942 | 0.34756 | 0.40612 | 0.36182 | 0.4498 | 0.002 | 0 | 0.029 | 0.008 | 0.001 | 0
8418 | 0.57449 | 0.70163 | 0.68499 | 0.62901 | 0.62756 | 0.48061 | 0.33059 | 0.39068 | 0.42592 | 0.38742 | 0.44496 | 0 | 0 | 0 | 0 | 0 | 0
8419 | 0.56104 | 0.71341 | 0.80592 | 0.663 | 0.62206 | 0.47667 | 0.33646 | 0.37931 | 0.42132 | 0.38815 | 0.44115 | 0 | 0 | 0 | 0 | 0 | 0
8420 | 0.56117 | 0.71776 | 0.79056 | 0.65637 | 0.61738 | 0.47881 | 0.33945 | 0.36268 | 0.41676 | 0.38545 | 0.44009 | 0 | 0 | 0 | 0 | 0 | 0
8421 | 0.55524 | 0.70867 | 0.68499 | 0.61909 | 0.61704 | 0.47683 | 0.33841 | 0.34463 | 0.4153 | 0.40014 | 0.4396 | 0 | 0 | 0 | 0 | 0 | 0
8422 | 0.53307 | 0.68641 | 0.60081 | 0.58391 | 0.61784 | 0.46461 | 0.33545 | 0.32488 | 0.41799 | 0.43774 | 0.44472 | 0 | 0 | 0 | 0 | 0 | 0
8423 | 0.48579 | 0.65498 | 0.54368 | 0.55425 | 0.63328 | 0.43946 | 0.32662 | 0.3139 | 0.40988 | 0.42176 | 0.46441 | 0 | 0 | 0 | 0 | 0 | 0
8424 | 0.47603 | 0.62915 | 0.48294 | 0.51304 | 0.58013 | 0.40473 | 0.31858 | 0.30957 | 0.38413 | 0.40204 | 0.42017 | 0 | 0 | 0 | 0 | 0 | 0
8425 | 0.55723 | 0.62167 | 0.48878 | 0.52761 | 0.53681 | 0.38789 | 0.31498 | 0.30345 | 0.35874 | 0.35184 | 0.3918 | 0 | 0 | 0 | 0 | 0 | 0
8426 | 0.5169 | 0.59036 | 0.52505 | 0.53154 | 0.55269 | 0.38521 | 0.3126 | 0.2839 | 0.33753 | 0.30365 | 0.37736 | 0 | 0 | 0 | 0 | 0 | 0
8427 | 0.4901 | 0.58254 | 0.50915 | 0.51324 | 0.54046 | 0.35081 | 0.31381 | 0.26569 | 0.31463 | 0.26718 | 0.37486 | 0 | 0 | 0 | 0 | 0 | 0
8428 | 0.46955 | 0.57571 | 0.52936 | 0.50006 | 0.50126 | 0.33757 | 0.30854 | 0.24951 | 0.296 | 0.23386 | 0.36308 | 0 | 0 | 0 | 0 | 0 | 0
8429 | 0.45309 | 0.55737 | 0.54937 | 0.50281 | 0.50597 | 0.32962 | 0.30203 | 0.23117 | 0.28172 | 0.20544 | 0.36066 | 0 | 0 | 0 | 0 | 0 | 0
8430 | 0.46251 | 0.54071 | 0.50915 | 0.496 | 0.51633 | 0.31763 | 0.29119 | 0.21081 | 0.27236 | 0.18893 | 0.37208 | 0 | 0 | 0 | 0 | 0 | 0
8431 | 0.45669 | 0.52688 | 0.51494 | 0.49218 | 0.5049 | 0.31717 | 0.30019 | 0.1914 | 0.27347 | 0.22404 | 0.36127 | 0 | 0 | 0 | 0 | 0 | 0
8432 | 0.44785 | 0.5241 | 0.48878 | 0.4812 | 0.50697 | 0.29965 | 0.30492 | 0.17622 | 0.26158 | 0.22012 | 0.35033 | 0 | 0 | 0 | 0 | 0 | 0
8433 | 0.4366 | 0.53422 | 0.4917 | 0.47442 | 0.49498 | 0.29511 | 0.31053 | 0.167 | 0.25155 | 0.20151 | 0.34258 | 0 | 0.002 | 0.002 | 0.0005 | 0 | 0
8434 | 0.42199 | 0.53497 | 0.49898 | 0.46466 | 0.47299 | 0.2549 | 0.29442 | 0.15515 | 0.22523 | 0.17101 | 0.31985 | 0.029 | 0.029 | 0.042 | 0.034 | 0.008 | 0.057
8435 | 0.42341 | 0.52001 | 0.47271 | 0.44018 | 0.42442 | 0.20097 | 0.25922 | 0.1276 | 0.18989 | 0.1536 | 0.2774 | 0.117 | 0.08 | 0.12 | 0.115 | 0.035 | 0.188
8436 | 0.3902 | 0.49717 | 0.49461 | 0.4268 | 0.3956 | 0.18673 | 0.23064 | 0.10979 | 0.17227 | 0.1382 | 0.25437 | 0.222 | 0.135 | 0.201 | 0.2045 | 0.09 | 0.305
8437 | 0.38185 | 0.48699 | 0.49607 | 0.41757 | 0.3748 | 0.2108 | 0.23299 | 0.11039 | 0.1812 | 0.15678 | 0.24684 | 0.254 | 0.162 | 0.24 | 0.2355 | 0.135 | 0.313
8438 | 0.42913 | 0.47447 | 0.49461 | 0.44168 | 0.40131 | 0.20384 | 0.22903 | 0.12024 | 0.1886 | 0.15872 | 0.2716 | 0.171 | 0.154 | 0.235 | 0.1785 | 0.117 | 0.191
8439 | 0.43113 | 0.45437 | 0.47564 | 0.44635 | 0.43227 | 0.18618 | 0.21784 | 0.12907 | 0.17845 | 0.12737 | 0.27119 | 0.081 | 0.098 | 0.187 | 0.09975 | 0.057 | 0.074
8440 | 0.41393 | 0.44546 | 0.4771 | 0.44876 | 0.45525 | 0.19727 | 0.23083 | 0.14375 | 0.18573 | 0.11833 | 0.28356 | 0.046 | 0.028 | 0.106 | 0.0465 | 0.013 | 0.021
8441 | 0.4043 | 0.46753 | 0.50043 | 0.47774 | 0.52848 | 0.2587 | 0.25383 | 0.19264 | 0.22975 | 0.14158 | 0.32607 | 0.004 | 0 | 0.027 | 0.00775 | 0 | 0
8442 | 0.37691 | 0.50678 | 0.5621 | 0.47708 | 0.49222 | 0.30163 | 0.2554 | 0.23848 | 0.25262 | 0.14569 | 0.32466 | 0 | 0 | 0 | 0 | 0 | 0
8443 | 0.39193 | 0.54725 | 0.61558 | 0.5022 | 0.49909 | 0.30614 | 0.2557 | 0.25627 | 0.26826 | 0.17901 | 0.33163 | 0 | 0 | 0 | 0 | 0 | 0
8444 | 0.39254 | 0.61083 | 0.67418 | 0.51088 | 0.46592 | 0.30399 | 0.2589 | 0.2663 | 0.27638 | 0.2224 | 0.31283 | 0 | 0 | 0 | 0 | 0 | 0
8445 | 0.38576 | 0.66025 | 0.69787 | 0.5101 | 0.44666 | 0.3109 | 0.26599 | 0.27459 | 0.2799 | 0.22797 | 0.30612 | 0 | 0 | 0 | 0 | 0 | 0
8446 | 0.42501 | 0.69082 | 0.70247 | 0.53114 | 0.46593 | 0.32827 | 0.26997 | 0.27859 | 0.29613 | 0.25094 | 0.32674 | 0 | 0 | 0 | 0 | 0 | 0
8447 | 0.45984 | 0.72301 | 0.72472 | 0.55313 | 0.47483 | 0.34133 | 0.27032 | 0.27724 | 0.30297 | 0.2465 | 0.34682 | 0 | 0 | 0 | 0 | 0 | 0
8448 | 0.53482 | 0.7292 | 0.73434 | 0.58953 | 0.49944 | 0.33557 | 0.2687 | 0.27124 | 0.29247 | 0.21458 | 0.34848 | 0 | 0 | 0 | 0 | 0 | 0
8449 | 0.48517 | 0.7358 | 0.72795 | 0.57212 | 0.50324 | 0.32278 | 0.26514 | 0.26418 | 0.27822 | 0.17617 | 0.34974 | 0 | 0 | 0 | 0 | 0 | 0
8450 | 0.42972 | 0.71567 | 0.70017 | 0.54193 | 0.49591 | 0.32166 | 0.25145 | 0.25687 | 0.2635 | 0.13364 | 0.34184 | 0 | 0 | 0 | 0 | 0 | 0
8451 | 0.46203 | 0.71408 | 0.66808 | 0.54116 | 0.49337 | 0.30381 | 0.24548 | 0.25168 | 0.25151 | 0.11123 | 0.3393 | 0 | 0 | 0 | 0 | 0 | 0
8452 | 0.49205 | 0.68651 | 0.65064 | 0.55701 | 0.52835 | 0.32376 | 0.23719 | 0.24543 | 0.25534 | 0.097218 | 0.35495 | 0 | 0 | 0 | 0 | 0 | 0
8453 | 0.50118 | 0.66951 | 0.62484 | 0.55939 | 0.55214 | 0.3429 | 0.22381 | 0.24093 | 0.2614 | 0.094424 | 0.36735 | 0 | 0 | 0 | 0 | 0 | 0
8454 | 0.50875 | 0.65808 | 0.60621 | 0.5571 | 0.55633 | 0.35808 | 0.21823 | 0.24117 | 0.2696 | 0.10704 | 0.37212 | 0 | 0 | 0 | 0 | 0 | 0
8455 | 0.55989 | 0.65171 | 0.63269 | 0.58223 | 0.55411 | 0.36519 | 0.2138 | 0.2559 | 0.28159 | 0.12854 | 0.37675 | 0 | 0 | 0 | 0 | 0 | 0
8456 | 0.56503 | 0.64972 | 0.65943 | 0.59717 | 0.56704 | 0.37918 | 0.21463 | 0.28207 | 0.30321 | 0.16567 | 0.38592 | 0 | 0 | 0 | 0 | 0 | 0
8457 | 0.58413 | 0.65703 | 0.68021 | 0.61209 | 0.57193 | 0.39874 | 0.22144 | 0.30324 | 0.31605 | 0.17282 | 0.38941 | 0 | 0.004 | 0.004 | 0.001 | 0 | 0
8458 | 0.52493 | 0.69056 | 0.69439 | 0.59014 | 0.5511 | 0.4048 | 0.21419 | 0.30372 | 0.32005 | 0.1871 | 0.38456 | 0.016 | 0.043 | 0.084 | 0.036 | 0.013 | 0.031
8459 | 0.57555 | 0.71688 | 0.69556 | 0.60775 | 0.55215 | 0.41738 | 0.18626 | 0.28369 | 0.32422 | 0.1908 | 0.40502 | 0.058 | 0.112 | 0.205 | 0.1025 | 0.059 | 0.088
8460 | 0.55283 | 0.72605 | 0.67297 | 0.60337 | 0.5843 | 0.39823 | 0.16937 | 0.26375 | 0.31724 | 0.17109 | 0.43588 | 0.097 | 0.185 | 0.302 | 0.158 | 0.128 | 0.105
8461 | 0.56063 | 0.71761 | 0.67781 | 0.6186 | 0.61737 | 0.35816 | 0.18077 | 0.26237 | 0.30037 | 0.17392 | 0.40704 | 0.118 | 0.224 | 0.347 | 0.181 | 0.163 | 0.096
8462 | 0.57183 | 0.68694 | 0.8211 | 0.65666 | 0.57704 | 0.36821 | 0.18061 | 0.2648 | 0.29514 | 0.17509 | 0.37245 | 0.111 | 0.213 | 0.341 | 0.179 | 0.171 | 0.093
8463 | 0.59662 | 0.67337 | 0.77608 | 0.64619 | 0.56586 | 0.35069 | 0.18815 | 0.26295 | 0.28144 | 0.15948 | 0.35265 | 0.081 | 0.148 | 0.274 | 0.14525 | 0.161 | 0.065
8464 | 0.61866 | 0.66745 | 0.77327 | 0.66728 | 0.6099 | 0.36513 | 0.22823 | 0.29115 | 0.30554 | 0.18049 | 0.38539 | 0.04 | 0.049 | 0.164 | 0.08125 | 0.101 | 0.02
8465 | 0.65955 | 0.69076 | 0.79665 | 0.69943 | 0.64209 | 0.40854 | 0.28042 | 0.36724 | 0.36841 | 0.2719 | 0.42595 | 0.001 | 0 | 0.044 | 0.01275 | 0.006 | 0
8466 | 0.67205 | 0.71141 | 0.79579 | 0.71049 | 0.66363 | 0.44947 | 0.29417 | 0.42993 | 0.41664 | 0.33622 | 0.45093 | 0 | 0 | 0 | 0 | 0 | 0
8467 | 0.66593 | 0.73181 | 0.79144 | 0.71539 | 0.6888 | 0.46138 | 0.29354 | 0.44007 | 0.43241 | 0.35892 | 0.46927 | 0 | 0 | 0 | 0 | 0 | 0
8468 | 0.70345 | 0.74151 | 0.78522 | 0.74388 | 0.74296 | 0.46241 | 0.29104 | 0.44467 | 0.4351 | 0.35057 | 0.48273 | 0 | 0 | 0 | 0 | 0 | 0
8469 | 0.71194 | 0.74712 | 0.79579 | 0.75988 | 0.77191 | 0.46234 | 0.28386 | 0.45294 | 0.4349 | 0.33062 | 0.4937 | 0 | 0 | 0 | 0 | 0 | 0
8470 | 0.71893 | 0.75751 | 0.80426 | 0.75434 | 0.73983 | 0.46857 | 0.27133 | 0.45767 | 0.43255 | 0.31947 | 0.48448 | 0 | 0 | 0 | 0 | 0 | 0
8471 | 0.7278 | 0.76344 | 0.79921 | 0.74526 | 0.70877 | 0.47769 | 0.25706 | 0.45667 | 0.43519 | 0.32716 | 0.47925 | 0 | 0 | 0 | 0 | 0 | 0
8472 | 0.71757 | 0.75676 | 0.78432 | 0.73481 | 0.70253 | 0.47875 | 0.24484 | 0.45065 | 0.43486 | 0.32872 | 0.48131 | 0 | 0 | 0 | 0 | 0 | 0
8473 | 0.70471 | 0.75079 | 0.77608 | 0.72601 | 0.69723 | 0.4693 | 0.23805 | 0.44474 | 0.42851 | 0.32396 | 0.47605 | 0 | 0 | 0 | 0 | 0 | 0
8474 | 0.69983 | 0.74207 | 0.77421 | 0.71784 | 0.67949 | 0.46102 | 0.23503 | 0.43241 | 0.41766 | 0.314 | 0.4632 | 0 | 0 | 0 | 0 | 0 | 0
8475 | 0.66825 | 0.72463 | 0.77139 | 0.70427 | 0.67319 | 0.46254 | 0.23156 | 0.42621 | 0.40931 | 0.29276 | 0.45575 | 0 | 0 | 0 | 0 | 0 | 0
8476 | 0.60325 | 0.71285 | 0.76469 | 0.67552 | 0.65863 | 0.47082 | 0.23076 | 0.4281 | 0.40432 | 0.27019 | 0.44817 | 0 | 0 | 0 | 0 | 0 | 0
8477 | 0.56725 | 0.71159 | 0.74679 | 0.6554 | 0.65216 | 0.47986 | 0.2318 | 0.43001 | 0.40274 | 0.25056 | 0.45052 | 0 | 0 | 0 | 0 | 0 | 0
8478 | 0.56671 | 0.71422 | 0.71927 | 0.6448 | 0.64841 | 0.48123 | 0.23846 | 0.41941 | 0.40281 | 0.26209 | 0.44853 | 0 | 0 | 0 | 0 | 0 | 0
8479 | 0.56222 | 0.71917 | 0.70927 | 0.63857 | 0.6442 | 0.47667 | 0.25051 | 0.40715 | 0.40189 | 0.27836 | 0.44538 | 0 | 0 | 0 | 0 | 0 | 0
8480 | 0.54498 | 0.72527 | 0.72363 | 0.63519 | 0.63696 | 0.46993 | 0.26679 | 0.40209 | 0.39965 | 0.28225 | 0.44434 | 0 | 0 | 0 | 0 | 0 | 0
8481 | 0.51658 | 0.72784 | 0.73434 | 0.62382 | 0.62054 | 0.46133 | 0.28197 | 0.39983 | 0.39999 | 0.30401 | 0.43478 | 0 | 0.005 | 0.002 | 0.0005 | 0 | 0
8482 | 0.52492 | 0.7174 | 0.69902 | 0.60496 | 0.59092 | 0.44534 | 0.30057 | 0.38402 | 0.39612 | 0.34027 | 0.41483 | 0.017 | 0.048 | 0.047 | 0.02125 | 0.01 | 0.011
8483 | 0.49666 | 0.69842 | 0.60756 | 0.55742 | 0.56805 | 0.39647 | 0.27269 | 0.37062 | 0.37581 | 0.35694 | 0.37921 | 0.071 | 0.114 | 0.133 | 0.07725 | 0.053 | 0.052
8484 | 0.46196 | 0.68649 | 0.55645 | 0.51417 | 0.5241 | 0.34811 | 0.26195 | 0.37077 | 0.34458 | 0.318 | 0.34143 | 0.126 | 0.155 | 0.213 | 0.14125 | 0.117 | 0.109
8485 | 0.45253 | 0.6838 | 0.54082 | 0.49485 | 0.49121 | 0.37728 | 0.26107 | 0.3972 | 0.35657 | 0.32069 | 0.3311 | 0.17 | 0.165 | 0.24 | 0.2005 | 0.222 | 0.17
8486 | 0.49601 | 0.66832 | 0.50479 | 0.49397 | 0.4811 | 0.39347 | 0.25795 | 0.40702 | 0.37208 | 0.37031 | 0.3175 | 0.175 | 0.14 | 0.217 | 0.1985 | 0.222 | 0.18
8487 | 0.53094 | 0.64517 | 0.51494 | 0.51233 | 0.4911 | 0.37484 | 0.2642 | 0.39204 | 0.35513 | 0.34765 | 0.306 | 0.127 | 0.091 | 0.162 | 0.13275 | 0.124 | 0.118
8488 | 0.59081 | 0.64336 | 0.55079 | 0.55919 | 0.53598 | 0.4086 | 0.28057 | 0.38691 | 0.37618 | 0.36397 | 0.34524 | 0.046 | 0.03 | 0.088 | 0.051 | 0.039 | 0.031
8489 | 0.59606 | 0.6545 | 0.62747 | 0.60011 | 0.57681 | 0.45727 | 0.30415 | 0.3944 | 0.4107 | 0.39915 | 0.39197 | 0.001 | 0 | 0.019 | 0.00525 | 0.001 | 0
8490 | 0.58582 | 0.65767 | 0.70588 | 0.63454 | 0.61191 | 0.46014 | 0.30884 | 0.40542 | 0.42771 | 0.41485 | 0.43044 | 0 | 0 | 0 | 0 | 0 | 0
8491 | 0.56147 | 0.67073 | 0.73539 | 0.6502 | 0.65373 | 0.42247 | 0.309 | 0.38287 | 0.4124 | 0.39366 | 0.45059 | 0 | 0 | 0 | 0 | 0 | 0
8492 | 0.54506 | 0.69326 | 0.76662 | 0.64973 | 0.63751 | 0.39137 | 0.31099 | 0.375 | 0.39461 | 0.36798 | 0.44407 | 0 | 0 | 0 | 0 | 0 | 0
8493 | 0.5433 | 0.70738 | 0.78522 | 0.64613 | 0.60985 | 0.38193 | 0.30817 | 0.37217 | 0.38183 | 0.33848 | 0.43474 | 0 | 0 | 0 | 0 | 0 | 0
8494 | 0.55057 | 0.69534 | 0.80839 | 0.65503 | 0.60613 | 0.38671 | 0.30293 | 0.36831 | 0.37339 | 0.31995 | 0.41859 | 0 | 0 | 0 | 0 | 0 | 0
8495 | 0.56021 | 0.70334 | 0.82186 | 0.66484 | 0.61244 | 0.40171 | 0.29216 | 0.37302 | 0.37831 | 0.31817 | 0.42033 | 0 | 0 | 0 | 0 | 0 | 0
8496 | 0.55513 | 0.72151 | 0.80091 | 0.6576 | 0.61677 | 0.43598 | 0.28014 | 0.36635 | 0.38444 | 0.31119 | 0.42424 | 0 | 0 | 0 | 0 | 0 | 0
8497 | 0.55054 | 0.73274 | 0.80259 | 0.65546 | 0.61325 | 0.47853 | 0.27828 | 0.37 | 0.39217 | 0.29365 | 0.4265 | 0 | 0 | 0 | 0 | 0 | 0
8498 | 0.58547 | 0.7252 | 0.82643 | 0.67441 | 0.61134 | 0.49717 | 0.27099 | 0.37116 | 0.40568 | 0.31535 | 0.43904 | 0 | 0 | 0 | 0 | 0 | 0
8499 | 0.60595 | 0.72039 | 0.81877 | 0.68664 | 0.6352 | 0.49384 | 0.27521 | 0.37251 | 0.40908 | 0.30893 | 0.46104 | 0 | 0 | 0 | 0 | 0 | 0
8500 | 0.65333 | 0.70862 | 0.80343 | 0.7079 | 0.66694 | 0.51287 | 0.28774 | 0.38581 | 0.41615 | 0.28579 | 0.48012 | 0 | 0 | 0 | 0 | 0 | 0
8501 | 0.67949 | 0.69856 | 0.80259 | 0.72784 | 0.70144 | 0.50904 | 0.303 | 0.3891 | 0.42477 | 0.30537 | 0.49559 | 0 | 0 | 0 | 0 | 0 | 0
8502 | 0.66866 | 0.72012 | 0.79492 | 0.72211 | 0.70274 | 0.53403 | 0.31432 | 0.38446 | 0.4433 | 0.34942 | 0.5053 | 0 | 0 | 0 | 0 | 0 | 0
8503 | 0.67883 | 0.74774 | 0.79751 | 0.72496 | 0.69853 | 0.54803 | 0.32727 | 0.37707 | 0.45722 | 0.39813 | 0.50566 | 0 | 0 | 0 | 0 | 0 | 0
8504 | 0.69597 | 0.7535 | 0.80259 | 0.7332 | 0.70105 | 0.55526 | 0.33042 | 0.37487 | 0.48362 | 0.49626 | 0.50809 | 0 | 0 | 0 | 0 | 0 | 0
8505 | 0.75565 | 0.75926 | 0.80509 | 0.74847 | 0.68467 | 0.56616 | 0.34654 | 0.38331 | 0.50615 | 0.56635 | 0.5088 | 0 | 0.001 | 0.002 | 0.0005 | 0 | 0
8506 | 0.77461 | 0.76416 | 0.80091 | 0.76321 | 0.7141 | 0.56696 | 0.35717 | 0.387 | 0.51761 | 0.59233 | 0.52417 | 0.028 | 0.024 | 0.045 | 0.0345 | 0.03 | 0.035
8507 | 0.79363 | 0.76692 | 0.77139 | 0.75812 | 0.70934 | 0.60599 | 0.36358 | 0.41495 | 0.5313 | 0.58223 | 0.52202 | 0.076 | 0.076 | 0.126 | 0.09425 | 0.074 | 0.101
8508 | 0.83412 | 0.78855 | 0.77327 | 0.78063 | 0.73451 | 0.66117 | 0.40716 | 0.48364 | 0.58776 | 0.63957 | 0.56667 | 0.117 | 0.141 | 0.22 | 0.14925 | 0.112 | 0.148
8509 | 0.87272 | 0.80594 | 0.92907 | 0.87532 | 0.82417 | 0.71692 | 0.47795 | 0.55168 | 0.66003 | 0.70821 | 0.66331 | 0.153 | 0.192 | 0.291 | 0.18525 | 0.136 | 0.161
8510 | 0.91548 | 0.8344 | 0.96264 | 0.91492 | 0.86664 | 0.77022 | 0.52472 | 0.6073 | 0.70905 | 0.73255 | 0.72612 | 0.189 | 0.206 | 0.309 | 0.20925 | 0.191 | 0.148
8511 | 0.94395 | 0.867 | 0.96346 | 0.93599 | 0.90056 | 0.78823 | 0.54986 | 0.62929 | 0.73059 | 0.7306 | 0.77425 | 0.144 | 0.144 | 0.256 | 0.16325 | 0.146 | 0.107
8512 | 0.9651 | 0.89711 | 0.95226 | 0.94783 | 0.92615 | 0.81995 | 0.59267 | 0.63287 | 0.75335 | 0.75443 | 0.80617 | 0.056 | 0.042 | 0.149 | 0.07075 | 0.04 | 0.038
8513 | 0.97555 | 0.91588 | 0.94804 | 0.95958 | 0.95514 | 0.85786 | 0.63052 | 0.63812 | 0.78159 | 0.78013 | 0.85026 | 0.001 | 0 | 0.042 | 0.01075 | 0 | 0
8514 | 0.97985 | 0.93893 | 0.94694 | 0.96822 | 0.97787 | 0.8876 | 0.65599 | 0.64883 | 0.81173 | 0.80981 | 0.90068 | 0 | 0 | 0 | 0 | 0 | 0
8515 | 0.98093 | 0.95981 | 0.94804 | 0.97127 | 0.98483 | 0.90936 | 0.68895 | 0.65109 | 0.83391 | 0.83839 | 0.93681 | 0 | 0 | 0 | 0 | 0 | 0
8516 | 0.97615 | 0.96996 | 0.94858 | 0.97002 | 0.98532 | 0.91922 | 0.73546 | 0.64739 | 0.84735 | 0.87482 | 0.94796 | 0 | 0 | 0 | 0 | 0 | 0
8517 | 0.94561 | 0.97636 | 0.94722 | 0.95231 | 0.96409 | 0.91082 | 0.78657 | 0.63335 | 0.84001 | 0.88904 | 0.92683 | 0 | 0 | 0 | 0 | 0 | 0
8518 | 0.8543 | 0.9775 | 0.95376 | 0.89766 | 0.88493 | 0.87971 | 0.81653 | 0.61001 | 0.80613 | 0.885 | 0.84979 | 0 | 0 | 0 | 0 | 0 | 0
8519 | 0.70409 | 0.97713 | 0.95737 | 0.79427 | 0.72134 | 0.80637 | 0.83022 | 0.58601 | 0.73408 | 0.85161 | 0.69232 | 0 | 0 | 0 | 0 | 0 | 0
8520 | 0.5237 | 0.96708 | 0.95737 | 0.68053 | 0.56051 | 0.71471 | 0.82966 | 0.54785 | 0.65896 | 0.81199 | 0.56129 | 0 | 0 | 0 | 0 | 0 | 0
8521 | 0.39396 | 0.93422 | 0.94966 | 0.57589 | 0.38406 | 0.63595 | 0.83582 | 0.53309 | 0.59301 | 0.77268 | 0.43032 | 0 | 0 | 0 | 0 | 0 | 0
8522 | 0.43679 | 0.87102 | 0.94024 | 0.56508 | 0.31822 | 0.57509 | 0.78356 | 0.53195 | 0.53983 | 0.70804 | 0.34423 | 0 | 0 | 0 | 0 | 0 | 0
8523 | 0.64197 | 0.83376 | 0.93046 | 0.6454 | 0.36377 | 0.58047 | 0.71355 | 0.52857 | 0.52533 | 0.64191 | 0.35036 | 0 | 0 | 0 | 0 | 0 | 0
8524 | 0.71106 | 0.84138 | 0.92211 | 0.68564 | 0.42375 | 0.59301 | 0.64519 | 0.52536 | 0.52881 | 0.62756 | 0.36931 | 0 | 0 | 0 | 0 | 0 | 0
8525 | 0.79508 | 0.79826 | 0.92211 | 0.72836 | 0.46789 | 0.63144 | 0.58372 | 0.52258 | 0.55205 | 0.65045 | 0.40372 | 0 | 0 | 0 | 0 | 0 | 0
8526 | 0.86562 | 0.73371 | 0.92211 | 0.81164 | 0.64719 | 0.67721 | 0.51865 | 0.52264 | 0.5877 | 0.6664 | 0.48455 | 0 | 0 | 0 | 0 | 0 | 0
8527 | 0.90481 | 0.68276 | 0.92211 | 0.89168 | 0.84812 | 0.74061 | 0.46249 | 0.52968 | 0.63859 | 0.68351 | 0.60055 | 0 | 0 | 0 | 0 | 0 | 0
8528 | 0.92799 | 0.66346 | 0.91822 | 0.91997 | 0.9137 | 0.78491 | 0.43585 | 0.53966 | 0.68299 | 0.7021 | 0.7053 | 0 | 0 | 0 | 0 | 0 | 0
8529 | 0.94266 | 0.75073 | 0.93081 | 0.93651 | 0.93605 | 0.80945 | 0.45137 | 0.54699 | 0.71759 | 0.72355 | 0.79038 | 0 | 0.005 | 0.004 | 0.001 | 0 | 0
8530 | 0.9492 | 0.85752 | 0.92836 | 0.94208 | 0.94868 | 0.8216 | 0.48102 | 0.55145 | 0.73832 | 0.72879 | 0.85142 | 0.006 | 0.037 | 0.052 | 0.017 | 0.008 | 0.002
8531 | 0.94978 | 0.90678 | 0.92765 | 0.94282 | 0.95104 | 0.82786 | 0.5368 | 0.55945 | 0.74182 | 0.72153 | 0.85844 | 0.026 | 0.087 | 0.126 | 0.049 | 0.029 | 0.015
8532 | 0.95373 | 0.92621 | 0.90824 | 0.93888 | 0.95466 | 0.8368 | 0.60399 | 0.5887 | 0.75289 | 0.72266 | 0.86339 | 0.049 | 0.115 | 0.203 | 0.0815 | 0.046 | 0.028
8533 | 0.95166 | 0.9303 | 0.90424 | 0.94045 | 0.96545 | 0.84106 | 0.66998 | 0.58793 | 0.75578 | 0.72113 | 0.87299 | 0.062 | 0.115 | 0.258 | 0.09875 | 0.041 | 0.034
8534 | 0.94646 | 0.94574 | 0.87435 | 0.92848 | 0.96463 | 0.83459 | 0.70698 | 0.5833 | 0.74804 | 0.70742 | 0.86686 | 0.061 | 0.093 | 0.256 | 0.09525 | 0.032 | 0.032
8535 | 0.94069 | 0.96144 | 0.86915 | 0.92356 | 0.96084 | 0.82439 | 0.71657 | 0.57378 | 0.73669 | 0.69145 | 0.85714 | 0.042 | 0.061 | 0.208 | 0.07475 | 0.028 | 0.021
8536 | 0.93858 | 0.97042 | 0.86437 | 0.91942 | 0.95529 | 0.81781 | 0.71739 | 0.57091 | 0.72973 | 0.68487 | 0.84533 | 0.015 | 0.022 | 0.128 | 0.04125 | 0.016 | 0.006
8537 | 0.93746 | 0.9655 | 0.8987 | 0.929 | 0.95083 | 0.8155 | 0.70621 | 0.5875 | 0.73351 | 0.69472 | 0.8363 | 0 | 0 | 0.04 | 0.01 | 0 | 0
8538 | 0.93368 | 0.96028 | 0.91039 | 0.93075 | 0.94817 | 0.81107 | 0.69677 | 0.59909 | 0.73643 | 0.70604 | 0.82951 | 0 | 0 | 0 | 0 | 0 | 0
8539 | 0.93698 | 0.95145 | 0.92399 | 0.93635 | 0.94806 | 0.80822 | 0.68545 | 0.60679 | 0.73873 | 0.71254 | 0.82735 | 0 | 0 | 0 | 0 | 0 | 0
8540 | 0.93665 | 0.94683 | 0.93386 | 0.93903 | 0.94659 | 0.80919 | 0.67542 | 0.60999 | 0.73814 | 0.70961 | 0.82376 | 0 | 0 | 0 | 0 | 0 | 0
8541 | 0.93604 | 0.95721 | 0.94912 | 0.94384 | 0.94635 | 0.81516 | 0.662 | 0.61266 | 0.74221 | 0.71808 | 0.82295 | 0 | 0 | 0 | 0 | 0 | 0
8542 | 0.93756 | 0.96259 | 0.96073 | 0.94892 | 0.94846 | 0.82121 | 0.65347 | 0.6085 | 0.74683 | 0.7302 | 0.8274 | 0 | 0 | 0 | 0 | 0 | 0
8543 | 0.94482 | 0.96598 | 0.97635 | 0.95818 | 0.95337 | 0.82749 | 0.65182 | 0.60286 | 0.75254 | 0.73947 | 0.84034 | 0 | 0 | 0 | 0 | 0 | 0
8544 | 0.95107 | 0.96721 | 0.97757 | 0.96202 | 0.95742 | 0.83275 | 0.65292 | 0.59272 | 0.75531 | 0.74208 | 0.8537 | 0 | 0 | 0 | 0 | 0 | 0
8545 | 0.94815 | 0.96398 | 0.96659 | 0.95848 | 0.9607 | 0.83392 | 0.65012 | 0.59151 | 0.75714 | 0.74009 | 0.86302 | 0 | 0 | 0 | 0 | 0 | 0
8546 | 0.93157 | 0.9433 | 0.92729 | 0.93887 | 0.95774 | 0.8406 | 0.65816 | 0.57939 | 0.75773 | 0.74184 | 0.86912 | 0 | 0 | 0 | 0 | 0 | 0
8547 | 0.88761 | 0.88726 | 0.84092 | 0.88777 | 0.93477 | 0.84123 | 0.66333 | 0.55688 | 0.7473 | 0.73748 | 0.85363 | 0 | 0 | 0 | 0 | 0 | 0
8548 | 0.83371 | 0.81641 | 0.71151 | 0.80967 | 0.88378 | 0.82386 | 0.67697 | 0.52708 | 0.72932 | 0.74126 | 0.82507 | 0 | 0 | 0 | 0 | 0 | 0
8549 | 0.82117 | 0.77547 | 0.65693 | 0.77861 | 0.85774 | 0.7767 | 0.67723 | 0.48599 | 0.69416 | 0.73776 | 0.77619 | 0 | 0 | 0 | 0 | 0 | 0
8550 | 0.83188 | 0.78112 | 0.6519 | 0.77607 | 0.84442 | 0.71443 | 0.6595 | 0.45659 | 0.65408 | 0.72468 | 0.72061 | 0 | 0 | 0 | 0 | 0 | 0
8551 | 0.86815 | 0.8207 | 0.63008 | 0.78404 | 0.85388 | 0.66899 | 0.66528 | 0.43259 | 0.62088 | 0.68323 | 0.6987 | 0 | 0 | 0 | 0 | 0 | 0
8552 | 0.8934 | 0.85716 | 0.58164 | 0.78756 | 0.88764 | 0.64165 | 0.6732 | 0.38575 | 0.58819 | 0.61092 | 0.71443 | 0 | 0 | 0 | 0 | 0 | 0
8553 | 0.90278 | 0.90595 | 0.45661 | 0.75764 | 0.91353 | 0.6062 | 0.67163 | 0.34258 | 0.55394 | 0.521 | 0.746 | 0 | 0.007 | 0.004 | 0.001 | 0 | 0
8554 | 0.88289 | 0.94323 | 0.35419 | 0.72107 | 0.92613 | 0.57781 | 0.66292 | 0.29462 | 0.54141 | 0.52481 | 0.76838 | 0.034 | 0.071 | 0.053 | 0.04075 | 0.012 | 0.064
8555 | 0.81926 | 0.96356 | 0.32381 | 0.6868 | 0.91734 | 0.52978 | 0.65386 | 0.24143 | 0.50212 | 0.47801 | 0.75929 | 0.136 | 0.179 | 0.134 | 0.13075 | 0.056 | 0.197
8556 | 0.73324 | 0.96746 | 0.31033 | 0.64211 | 0.88277 | 0.48363 | 0.67407 | 0.20793 | 0.46022 | 0.42651 | 0.72281 | 0.237 | 0.249 | 0.214 | 0.21925 | 0.134 | 0.292
8557 | 0.64591 | 0.96528 | 0.3854 | 0.62251 | 0.83622 | 0.46489 | 0.68117 | 0.20764 | 0.4471 | 0.42885 | 0.68701 | 0.301 | 0.277 | 0.266 | 0.28025 | 0.22 | 0.334
8558 | 0.58243 | 0.954 | 0.49607 | 0.61315 | 0.76096 | 0.403 | 0.65567 | 0.20549 | 0.40472 | 0.3872 | 0.62319 | 0.321 | 0.253 | 0.277 | 0.3 | 0.292 | 0.31
8559 | 0.54413 | 0.92768 | 0.53796 | 0.58199 | 0.66387 | 0.30602 | 0.59725 | 0.18522 | 0.32639 | 0.29532 | 0.519 | 0.251 | 0.171 | 0.235 | 0.23575 | 0.235 | 0.222
8560 | 0.51871 | 0.88746 | 0.52216 | 0.54711 | 0.60045 | 0.24945 | 0.53499 | 0.17334 | 0.27343 | 0.2392 | 0.43174 | 0.108 | 0.053 | 0.143 | 0.1 | 0.06 | 0.089
8561 | 0.49344 | 0.84767 | 0.51928 | 0.51878 | 0.54361 | 0.29056 | 0.48764 | 0.19976 | 0.28384 | 0.27384 | 0.37121 | 0.004 | 0 | 0.04 | 0.01125 | 0 | 0.001
8562 | 0.47313 | 0.81415 | 0.52792 | 0.48899 | 0.46592 | 0.3494 | 0.42431 | 0.24125 | 0.30075 | 0.28101 | 0.33135 | 0 | 0 | 0 | 0 | 0 | 0
8563 | 0.46541 | 0.7667 | 0.5351 | 0.47564 | 0.42641 | 0.3573 | 0.37556 | 0.26524 | 0.30081 | 0.26857 | 0.31214 | 0 | 0 | 0 | 0 | 0 | 0
8564 | 0.48846 | 0.70458 | 0.62877 | 0.51317 | 0.42228 | 0.35318 | 0.34031 | 0.28072 | 0.30271 | 0.2684 | 0.30854 | 0 | 0 | 0 | 0 | 0 | 0
8565 | 0.51058 | 0.644 | 0.70247 | 0.55391 | 0.44869 | 0.34519 | 0.30121 | 0.29329 | 0.30761 | 0.2828 | 0.30917 | 0 | 0 | 0 | 0 | 0 | 0
8566 | 0.51459 | 0.57659 | 0.70927 | 0.56556 | 0.47282 | 0.32549 | 0.26198 | 0.30073 | 0.30119 | 0.29851 | 0.28004 | 0 | 0 | 0 | 0 | 0 | 0
8567 | 0.5542 | 0.51523 | 0.66315 | 0.56931 | 0.49059 | 0.29812 | 0.20824 | 0.2956 | 0.29493 | 0.30474 | 0.28125 | 0 | 0 | 0 | 0 | 0 | 0
8568 | 0.53692 | 0.47861 | 0.70701 | 0.56785 | 0.45963 | 0.30631 | 0.16631 | 0.29874 | 0.29324 | 0.29568 | 0.27222 | 0 | 0 | 0 | 0 | 0 | 0
8569 | 0.52534 | 0.49893 | 0.69902 | 0.56257 | 0.46336 | 0.30012 | 0.13617 | 0.30525 | 0.28946 | 0.28586 | 0.26663 | 0 | 0 | 0 | 0 | 0 | 0
8570 | 0.54373 | 0.53126 | 0.70814 | 0.57428 | 0.47097 | 0.3057 | 0.11709 | 0.32238 | 0.29222 | 0.28302 | 0.25777 | 0 | 0 | 0 | 0 | 0 | 0
8571 | 0.57399 | 0.58613 | 0.77608 | 0.62307 | 0.51915 | 0.36342 | 0.11427 | 0.34804 | 0.31969 | 0.2771 | 0.29018 | 0 | 0 | 0 | 0 | 0 | 0
8572 | 0.60876 | 0.62189 | 0.80509 | 0.65322 | 0.5458 | 0.39454 | 0.11961 | 0.36421 | 0.33909 | 0.28128 | 0.31631 | 0 | 0 | 0 | 0 | 0 | 0
8573 | 0.64138 | 0.63938 | 0.80839 | 0.67121 | 0.56386 | 0.40856 | 0.12786 | 0.39582 | 0.36809 | 0.34047 | 0.32751 | 0 | 0 | 0 | 0 | 0 | 0
8574 | 0.67346 | 0.64667 | 0.8234 | 0.70935 | 0.63121 | 0.41424 | 0.14167 | 0.42499 | 0.39099 | 0.34933 | 0.37541 | 0 | 0 | 0 | 0 | 0 | 0
8575 | 0.70188 | 0.64588 | 0.82867 | 0.73639 | 0.67861 | 0.4556 | 0.16013 | 0.44994 | 0.4253 | 0.37719 | 0.41848 | 0 | 0 | 0 | 0 | 0 | 0
8576 | 0.76019 | 0.67576 | 0.84976 | 0.76799 | 0.69401 | 0.56344 | 0.1835 | 0.45726 | 0.46748 | 0.36897 | 0.48025 | 0 | 0 | 0 | 0 | 0 | 0
8577 | 0.79086 | 0.7105 | 0.91167 | 0.80989 | 0.72715 | 0.57288 | 0.19819 | 0.46959 | 0.49737 | 0.39523 | 0.55177 | 0 | 0.006 | 0.004 | 0.001 | 0 | 0
8578 | 0.81078 | 0.75392 | 0.93901 | 0.83679 | 0.76057 | 0.59676 | 0.22356 | 0.50146 | 0.52754 | 0.43407 | 0.57786 | 0.021 | 0.046 | 0.065 | 0.02975 | 0.027 | 0.006
8579 | 0.81321 | 0.7829 | 0.95276 | 0.84909 | 0.78131 | 0.63178 | 0.2419 | 0.50301 | 0.54678 | 0.44321 | 0.60912 | 0.095 | 0.111 | 0.168 | 0.09825 | 0.09 | 0.04
8580 | 0.81124 | 0.79886 | 0.96051 | 0.85587 | 0.79585 | 0.61496 | 0.2768 | 0.52685 | 0.55018 | 0.46942 | 0.58952 | 0.207 | 0.182 | 0.256 | 0.1895 | 0.173 | 0.122
8581 | 0.79585 | 0.80116 | 0.96825 | 0.85731 | 0.80783 | 0.64488 | 0.30822 | 0.55257 | 0.58116 | 0.52921 | 0.59799 | 0.268 | 0.231 | 0.287 | 0.251 | 0.284 | 0.165
8582 | 0.86153 | 0.79115 | 0.96116 | 0.88781 | 0.84073 | 0.68612 | 0.31811 | 0.5719 | 0.61403 | 0.56022 | 0.63786 | 0.235 | 0.226 | 0.27 | 0.2315 | 0.296 | 0.125
8583 | 0.8977 | 0.81241 | 0.92977 | 0.90196 | 0.8784 | 0.72239 | 0.34503 | 0.57312 | 0.63488 | 0.54379 | 0.70023 | 0.143 | 0.157 | 0.221 | 0.1615 | 0.212 | 0.07
8584 | 0.90106 | 0.85179 | 0.84574 | 0.88756 | 0.9159 | 0.7563 | 0.40071 | 0.55584 | 0.65892 | 0.55764 | 0.7659 | 0.042 | 0.053 | 0.134 | 0.0705 | 0.083 | 0.023
8585 | 0.90617 | 0.88337 | 0.67781 | 0.83562 | 0.92289 | 0.78299 | 0.46942 | 0.54413 | 0.68656 | 0.61936 | 0.79976 | 0 | 0 | 0.037 | 0.0095 | 0.001 | 0
8586 | 0.88004 | 0.91276 | 0.55504 | 0.78436 | 0.91799 | 0.78751 | 0.50609 | 0.51482 | 0.68256 | 0.62823 | 0.79968 | 0 | 0 | 0 | 0 | 0 | 0
8587 | 0.84101 | 0.92041 | 0.47271 | 0.73614 | 0.8947 | 0.7575 | 0.5278 | 0.47312 | 0.67517 | 0.6932 | 0.77687 | 0 | 0 | 0 | 0 | 0 | 0
8588 | 0.82111 | 0.91646 | 0.38396 | 0.69349 | 0.8754 | 0.69824 | 0.54584 | 0.43459 | 0.64965 | 0.74669 | 0.71907 | 0 | 0 | 0 | 0 | 0 | 0
8589 | 0.76265 | 0.93095 | 0.34443 | 0.65221 | 0.84954 | 0.63707 | 0.5732 | 0.41668 | 0.6301 | 0.79105 | 0.67561 | 0 | 0 | 0 | 0 | 0 | 0
8590 | 0.72293 | 0.94574 | 0.29446 | 0.61368 | 0.82364 | 0.57004 | 0.59225 | 0.40831 | 0.59542 | 0.759 | 0.64434 | 0 | 0 | 0 | 0 | 0 | 0
8591 | 0.71585 | 0.95187 | 0.27261 | 0.59621 | 0.80018 | 0.49074 | 0.5761 | 0.37298 | 0.53618 | 0.68253 | 0.59849 | 0 | 0 | 0 | 0 | 0 | 0
8592 | 0.70743 | 0.95313 | 0.24913 | 0.58407 | 0.79565 | 0.42101 | 0.54131 | 0.32963 | 0.45695 | 0.5349 | 0.54226 | 0 | 0 | 0 | 0 | 0 | 0
8593 | 0.68746 | 0.94365 | 0.27261 | 0.58437 | 0.79305 | 0.37921 | 0.49012 | 0.2924 | 0.40907 | 0.45103 | 0.51364 | 0 | 0 | 0 | 0 | 0 | 0
8594 | 0.68178 | 0.9279 | 0.43321 | 0.63598 | 0.79296 | 0.37083 | 0.44172 | 0.26004 | 0.37668 | 0.37881 | 0.49706 | 0 | 0 | 0 | 0 | 0 | 0
8595 | 0.67185 | 0.91464 | 0.6838 | 0.71661 | 0.79418 | 0.33317 | 0.3869 | 0.22737 | 0.33741 | 0.30437 | 0.48472 | 0 | 0 | 0 | 0 | 0 | 0
8596 | 0.63951 | 0.90687 | 0.75784 | 0.72167 | 0.76767 | 0.29386 | 0.35184 | 0.20948 | 0.30179 | 0.23996 | 0.46384 | 0 | 0 | 0 | 0 | 0 | 0
8597 | 0.57034 | 0.90224 | 0.81955 | 0.70391 | 0.72183 | 0.25324 | 0.33973 | 0.20965 | 0.2737 | 0.20426 | 0.42763 | 0 | 0 | 0 | 0 | 0 | 0
8598 | 0.47459 | 0.89478 | 0.83668 | 0.65321 | 0.64835 | 0.2293 | 0.32792 | 0.22161 | 0.2563 | 0.20494 | 0.36935 | 0 | 0 | 0 | 0 | 0 | 0
8599 | 0.39672 | 0.88421 | 0.87206 | 0.61542 | 0.57749 | 0.23047 | 0.31287 | 0.24075 | 0.25282 | 0.19783 | 0.34224 | 0 | 0 | 0 | 0 | 0 | 0
8600 | 0.34631 | 0.87475 | 0.87771 | 0.58088 | 0.51863 | 0.23752 | 0.29545 | 0.26105 | 0.25162 | 0.19317 | 0.31473 | 0 | 0 | 0 | 0 | 0 | 0
8601 | 0.33657 | 0.86975 | 0.87032 | 0.54167 | 0.41812 | 0.24816 | 0.28369 | 0.28904 | 0.25087 | 0.18657 | 0.2797 | 0 | 0.004 | 0.005 | 0.00125 | 0 | 0
8602 | 0.38378 | 0.85699 | 0.84776 | 0.52855 | 0.3541 | 0.25986 | 0.27595 | 0.31869 | 0.24996 | 0.15357 | 0.26772 | 0.009 | 0.045 | 0.058 | 0.0205 | 0.006 | 0.009
8603 | 0.39215 | 0.83531 | 0.83881 | 0.51537 | 0.31514 | 0.22832 | 0.23665 | 0.32617 | 0.23591 | 0.15068 | 0.23846 | 0.031 | 0.13 | 0.154 | 0.0675 | 0.017 | 0.068
8604 | 0.36442 | 0.80724 | 0.78522 | 0.49561 | 0.33719 | 0.21844 | 0.22845 | 0.37904 | 0.26781 | 0.24493 | 0.22885 | 0.034 | 0.207 | 0.249 | 0.116 | 0.047 | 0.134
8605 | 0.30654 | 0.76747 | 0.75486 | 0.47589 | 0.36628 | 0.26361 | 0.24689 | 0.44278 | 0.33473 | 0.41284 | 0.21968 | 0.036 | 0.242 | 0.308 | 0.13575 | 0.082 | 0.117
8606 | 0.29697 | 0.71183 | 0.69671 | 0.45298 | 0.36526 | 0.3353 | 0.24481 | 0.45598 | 0.36589 | 0.48519 | 0.1871 | 0.031 | 0.195 | 0.308 | 0.12025 | 0.091 | 0.051
8607 | 0.34117 | 0.66236 | 0.66808 | 0.44678 | 0.33108 | 0.4249 | 0.23406 | 0.43834 | 0.38866 | 0.51086 | 0.18053 | 0.02 | 0.109 | 0.257 | 0.09025 | 0.064 | 0.02
8608 | 0.58052 | 0.61641 | 0.6838 | 0.52974 | 0.3249 | 0.58696 | 0.24689 | 0.41069 | 0.44575 | 0.55256 | 0.23279 | 0.008 | 0.031 | 0.164 | 0.052 | 0.032 | 0.004
8609 | 0.79908 | 0.53451 | 0.71596 | 0.65013 | 0.43534 | 0.66936 | 0.2693 | 0.42524 | 0.49977 | 0.56891 | 0.33557 | 0 | 0 | 0.05 | 0.01275 | 0.001 | 0
8610 | 0.89518 | 0.43791 | 0.74269 | 0.73682 | 0.57261 | 0.64555 | 0.27958 | 0.45736 | 0.51645 | 0.51312 | 0.44977 | 0 | 0 | 0 | 0 | 0 | 0
8611 | 0.9039 | 0.38073 | 0.72146 | 0.79324 | 0.75437 | 0.63926 | 0.29549 | 0.46834 | 0.53712 | 0.50827 | 0.53262 | 0 | 0 | 0 | 0 | 0 | 0
8612 | 0.91713 | 0.39065 | 0.71817 | 0.83785 | 0.87824 | 0.65656 | 0.30885 | 0.4677 | 0.57457 | 0.52908 | 0.64496 | 0 | 0 | 0 | 0 | 0 | 0
8613 | 0.93086 | 0.47985 | 0.70814 | 0.85214 | 0.91742 | 0.67327 | 0.33398 | 0.46904 | 0.60031 | 0.53486 | 0.72407 | 0 | 0 | 0 | 0 | 0 | 0
8614 | 0.93374 | 0.55975 | 0.69787 | 0.8577 | 0.94149 | 0.68437 | 0.37994 | 0.465 | 0.62066 | 0.54017 | 0.79309 | 0 | 0 | 0 | 0 | 0 | 0
8615 | 0.93425 | 0.62674 | 0.67901 | 0.85451 | 0.95027 | 0.69181 | 0.43919 | 0.45539 | 0.63067 | 0.54117 | 0.83432 | 0 | 0 | 0 | 0 | 0 | 0
8616 | 0.93351 | 0.67655 | 0.69206 | 0.86063 | 0.95631 | 0.69496 | 0.50876 | 0.44648 | 0.62201 | 0.49189 | 0.85472 | 0 | 0 | 0 | 0 | 0 | 0
8617 | 0.93048 | 0.73344 | 0.68854 | 0.85836 | 0.95607 | 0.68769 | 0.56626 | 0.42775 | 0.60367 | 0.4427 | 0.85656 | 0 | 0 | 0 | 0 | 0 | 0
8618 | 0.9268 | 0.78652 | 0.70132 | 0.86121 | 0.95552 | 0.67883 | 0.62026 | 0.40336 | 0.58367 | 0.40214 | 0.85035 | 0 | 0 | 0 | 0 | 0 | 0
8619 | 0.90548 | 0.81461 | 0.70475 | 0.85376 | 0.95105 | 0.62746 | 0.66709 | 0.37505 | 0.55229 | 0.37617 | 0.83048 | 0 | 0 | 0 | 0 | 0 | 0
8620 | 0.87171 | 0.81075 | 0.68499 | 0.83309 | 0.94257 | 0.59219 | 0.69153 | 0.35651 | 0.52627 | 0.35136 | 0.80504 | 0 | 0 | 0 | 0 | 0 | 0
8621 | 0.86329 | 0.81383 | 0.61024 | 0.80284 | 0.935 | 0.55987 | 0.69223 | 0.32701 | 0.503 | 0.34041 | 0.7847 | 0 | 0 | 0 | 0 | 0 | 0
8622 | 0.84502 | 0.8371 | 0.55221 | 0.77533 | 0.92876 | 0.55554 | 0.68604 | 0.30153 | 0.4846 | 0.31156 | 0.76978 | 0 | 0 | 0 | 0 | 0 | 0
8623 | 0.82701 | 0.84724 | 0.50915 | 0.75402 | 0.9259 | 0.54126 | 0.68409 | 0.2848 | 0.47025 | 0.29144 | 0.7635 | 0 | 0 | 0 | 0 | 0 | 0
8624 | 0.82249 | 0.84558 | 0.5077 | 0.752 | 0.92581 | 0.52755 | 0.68678 | 0.26887 | 0.45815 | 0.27382 | 0.76237 | 0 | 0 | 0 | 0 | 0 | 0
8625 | 0.81691 | 0.83176 | 0.5135 | 0.75199 | 0.92557 | 0.51967 | 0.68159 | 0.26193 | 0.45148 | 0.26229 | 0.76202 | 0 | 0.01 | 0.005 | 0.00125 | 0 | 0
8626 | 0.80783 | 0.80242 | 0.4654 | 0.7321 | 0.92308 | 0.51258 | 0.6684 | 0.25717 | 0.45201 | 0.28299 | 0.75531 | 0.024 | 0.081 | 0.067 | 0.03275 | 0.01 | 0.03
8627 | 0.79317 | 0.76944 | 0.37967 | 0.69668 | 0.91721 | 0.47647 | 0.6469 | 0.25356 | 0.42942 | 0.25292 | 0.73473 | 0.107 | 0.183 | 0.17 | 0.11425 | 0.042 | 0.138
8628 | 0.78149 | 0.74619 | 0.3854 | 0.69305 | 0.91226 | 0.47565 | 0.65043 | 0.27029 | 0.44835 | 0.32612 | 0.72136 | 0.203 | 0.255 | 0.277 | 0.201 | 0.078 | 0.246
8629 | 0.77582 | 0.73844 | 0.49752 | 0.7281 | 0.91096 | 0.50407 | 0.66234 | 0.28116 | 0.47245 | 0.37949 | 0.72506 | 0.288 | 0.284 | 0.358 | 0.2655 | 0.148 | 0.268
8630 | 0.77626 | 0.73073 | 0.55504 | 0.74637 | 0.90779 | 0.49603 | 0.65857 | 0.28547 | 0.47381 | 0.3893 | 0.72445 | 0.283 | 0.258 | 0.367 | 0.2565 | 0.138 | 0.238
8631 | 0.78091 | 0.71243 | 0.57331 | 0.75137 | 0.8999 | 0.48396 | 0.63987 | 0.28382 | 0.46189 | 0.37187 | 0.70791 | 0.228 | 0.184 | 0.321 | 0.2105 | 0.129 | 0.164
8632 | 0.7897 | 0.71693 | 0.50625 | 0.73143 | 0.89833 | 0.46097 | 0.61882 | 0.26842 | 0.43935 | 0.32582 | 0.70217 | 0.115 | 0.067 | 0.213 | 0.10975 | 0.054 | 0.057
8633 | 0.79689 | 0.7434 | 0.54368 | 0.74742 | 0.9017 | 0.50811 | 0.60507 | 0.31552 | 0.48123 | 0.39705 | 0.70425 | 0.005 | 0 | 0.067 | 0.01875 | 0.002 | 0.001
8634 | 0.78059 | 0.75831 | 0.67053 | 0.78317 | 0.89839 | 0.53668 | 0.58692 | 0.39284 | 0.51077 | 0.4284 | 0.68517 | 0 | 0 | 0 | 0 | 0 | 0
8635 | 0.76432 | 0.77097 | 0.71596 | 0.79199 | 0.89569 | 0.54574 | 0.56765 | 0.42046 | 0.51769 | 0.43173 | 0.67283 | 0 | 0 | 0 | 0 | 0 | 0
8636 | 0.76501 | 0.78575 | 0.71596 | 0.78855 | 0.88468 | 0.54492 | 0.54528 | 0.42147 | 0.50038 | 0.39012 | 0.64501 | 0 | 0 | 0 | 0 | 0 | 0
8637 | 0.80813 | 0.81112 | 0.71486 | 0.79638 | 0.86615 | 0.55246 | 0.51302 | 0.41232 | 0.48173 | 0.35612 | 0.60604 | 0 | 0 | 0 | 0 | 0 | 0
8638 | 0.7541 | 0.82119 | 0.72037 | 0.76966 | 0.83451 | 0.54873 | 0.4891 | 0.39943 | 0.46881 | 0.34772 | 0.57935 | 0 | 0 | 0 | 0 | 0 | 0
8639 | 0.71496 | 0.80635 | 0.73958 | 0.76142 | 0.82971 | 0.54246 | 0.46689 | 0.39267 | 0.47288 | 0.3706 | 0.58581 | 0 | 0 | 0 | 0 | 0 | 0
8640 | 0.77848 | 0.79254 | 0.75085 | 0.79092 | 0.84343 | 0.52746 | 0.44139 | 0.38136 | 0.46272 | 0.34111 | 0.60094 | 0 | 0 | 0 | 0 | 0 | 0
8641 | 0.74807 | 0.79377 | 0.74062 | 0.78255 | 0.85897 | 0.50899 | 0.4132 | 0.36974 | 0.45134 | 0.31786 | 0.60876 | 0 | 0 | 0 | 0 | 0 | 0
8642 | 0.78618 | 0.79831 | 0.71927 | 0.79256 | 0.87223 | 0.48973 | 0.39039 | 0.34863 | 0.44847 | 0.32999 | 0.62553 | 0 | 0 | 0 | 0 | 0 | 0
8643 | 0.80146 | 0.80628 | 0.72037 | 0.8044 | 0.89138 | 0.4797 | 0.3736 | 0.33064 | 0.43853 | 0.28839 | 0.65539 | 0 | 0 | 0 | 0 | 0 | 0
8644 | 0.80605 | 0.82242 | 0.71151 | 0.80882 | 0.90889 | 0.48704 | 0.37307 | 0.32066 | 0.4443 | 0.29689 | 0.67261 | 0 | 0 | 0 | 0 | 0 | 0
8645 | 0.78315 | 0.84054 | 0.71374 | 0.80182 | 0.90856 | 0.47956 | 0.3731 | 0.31151 | 0.43239 | 0.2699 | 0.66858 | 0 | 0 | 0 | 0 | 0 | 0
8646 | 0.75535 | 0.85595 | 0.68141 | 0.77944 | 0.90157 | 0.47912 | 0.37529 | 0.30356 | 0.42595 | 0.26093 | 0.66021 | 0 | 0 | 0 | 0 | 0 | 0
8647 | 0.75575 | 0.86934 | 0.66685 | 0.77106 | 0.89056 | 0.48196 | 0.38918 | 0.29458 | 0.42359 | 0.2638 | 0.65403 | 0 | 0 | 0 | 0 | 0 | 0
8648 | 0.74445 | 0.86919 | 0.65317 | 0.76085 | 0.88493 | 0.48541 | 0.40271 | 0.29873 | 0.42462 | 0.26956 | 0.64477 | 0 | 0 | 0 | 0 | 0 | 0
8649 | 0.72188 | 0.86435 | 0.62484 | 0.7413 | 0.87718 | 0.48559 | 0.41943 | 0.30177 | 0.42285 | 0.27194 | 0.63212 | 0 | 0.009 | 0.007 | 0.00175 | 0 | 0
8650 | 0.71143 | 0.82936 | 0.61158 | 0.73231 | 0.87392 | 0.49912 | 0.43265 | 0.31109 | 0.42779 | 0.2657 | 0.63525 | 0.016 | 0.065 | 0.07 | 0.0265 | 0.006 | 0.014
8651 | 0.68781 | 0.78011 | 0.54937 | 0.69362 | 0.84369 | 0.50134 | 0.41549 | 0.30312 | 0.42667 | 0.29367 | 0.60857 | 0.082 | 0.138 | 0.174 | 0.08675 | 0.032 | 0.059
8652 | 0.7011 | 0.74885 | 0.46979 | 0.65608 | 0.79736 | 0.4978 | 0.41277 | 0.26525 | 0.41534 | 0.32543 | 0.57288 | 0.181 | 0.188 | 0.264 | 0.16225 | 0.081 | 0.123
8653 | 0.76208 | 0.6679 | 0.3969 | 0.64273 | 0.76923 | 0.52025 | 0.42573 | 0.25005 | 0.41101 | 0.32206 | 0.55169 | 0.233 | 0.204 | 0.319 | 0.21425 | 0.155 | 0.15
8654 | 0.71999 | 0.60969 | 0.34581 | 0.59905 | 0.73134 | 0.50581 | 0.41767 | 0.22931 | 0.39518 | 0.32503 | 0.52056 | 0.224 | 0.18 | 0.314 | 0.21375 | 0.189 | 0.128
8655 | 0.68178 | 0.59931 | 0.35981 | 0.58936 | 0.72648 | 0.46056 | 0.40885 | 0.2036 | 0.36582 | 0.30171 | 0.49742 | 0.168 | 0.124 | 0.255 | 0.17425 | 0.202 | 0.072
8656 | 0.65268 | 0.57388 | 0.38683 | 0.55872 | 0.63665 | 0.439 | 0.42009 | 0.20015 | 0.34441 | 0.2841 | 0.45438 | 0.074 | 0.048 | 0.155 | 0.08925 | 0.107 | 0.021
8657 | 0.593 | 0.53034 | 0.5135 | 0.53608 | 0.50173 | 0.4427 | 0.42982 | 0.25131 | 0.36074 | 0.3586 | 0.39035 | 0.003 | 0.001 | 0.041 | 0.01225 | 0.005 | 0
8658 | 0.56539 | 0.48491 | 0.67901 | 0.56822 | 0.46027 | 0.42781 | 0.39815 | 0.31117 | 0.37081 | 0.39685 | 0.34741 | 0 | 0 | 0 | 0 | 0 | 0
8659 | 0.52485 | 0.43811 | 0.70927 | 0.56086 | 0.44846 | 0.3931 | 0.38328 | 0.32796 | 0.35029 | 0.36579 | 0.31432 | 0 | 0 | 0 | 0 | 0 | 0
8660 | 0.48716 | 0.39784 | 0.70927 | 0.54774 | 0.4468 | 0.34466 | 0.37102 | 0.32884 | 0.31672 | 0.3175 | 0.27587 | 0 | 0 | 0 | 0 | 0 | 0
8661 | 0.38977 | 0.30917 | 0.74165 | 0.51916 | 0.42606 | 0.29498 | 0.35872 | 0.32798 | 0.28016 | 0.26193 | 0.23575 | 0 | 0 | 0 | 0 | 0 | 0
8662 | 0.31395 | 0.22838 | 0.80175 | 0.50582 | 0.40175 | 0.25177 | 0.31541 | 0.32541 | 0.24787 | 0.21381 | 0.20047 | 0 | 0 | 0 | 0 | 0 | 0
8663 | 0.26124 | 0.18598 | 0.84976 | 0.49368 | 0.37003 | 0.21636 | 0.26753 | 0.3166 | 0.21818 | 0.16464 | 0.17513 | 0 | 0 | 0 | 0 | 0 | 0
8664 | 0.22148 | 0.14861 | 0.87716 | 0.48065 | 0.34333 | 0.18522 | 0.22044 | 0.3081 | 0.18982 | 0.12254 | 0.14343 | 0 | 0 | 0 | 0 | 0 | 0
8665 | 0.2018 | 0.11485 | 0.88682 | 0.46002 | 0.29145 | 0.16253 | 0.18477 | 0.3021 | 0.17065 | 0.097382 | 0.1206 | 0 | 0 | 0 | 0 | 0 | 0
8666 | 0.20043 | 0.085762 | 0.88367 | 0.44469 | 0.24997 | 0.15327 | 0.15401 | 0.29752 | 0.16315 | 0.091984 | 0.10984 | 0 | 0 | 0 | 0 | 0 | 0
8667 | 0.22013 | 0.073711 | 0.87491 | 0.43806 | 0.21912 | 0.15617 | 0.1237 | 0.29834 | 0.16514 | 0.101 | 0.10504 | 0 | 0 | 0 | 0 | 0 | 0
8668 | 0.24672 | 0.073026 | 0.86558 | 0.43741 | 0.19992 | 0.17029 | 0.099681 | 0.30594 | 0.17669 | 0.12254 | 0.10798 | 0 | 0 | 0 | 0 | 0 | 0
8669 | 0.27014 | 0.068925 | 0.86069 | 0.43477 | 0.1735 | 0.18446 | 0.085209 | 0.32148 | 0.18859 | 0.14754 | 0.10088 | 0 | 0 | 0 | 0 | 0 | 0
8670 | 0.29781 | 0.065764 | 0.85628 | 0.4334 | 0.14613 | 0.19716 | 0.071945 | 0.34056 | 0.20008 | 0.17533 | 0.08727 | 0 | 0 | 0 | 0 | 0 | 0
8671 | 0.31442 | 0.067237 | 0.8537 | 0.43696 | 0.14278 | 0.21233 | 0.059827 | 0.362 | 0.21211 | 0.19137 | 0.082747 | 0 | 0 | 0 | 0 | 0 | 0
8672 | 0.34726 | 0.10153 | 0.85564 | 0.45637 | 0.1662 | 0.22851 | 0.052648 | 0.37345 | 0.22156 | 0.19178 | 0.092479 | 0 | 0 | 0 | 0 | 0 | 0
8673 | 0.37693 | 0.16273 | 0.86131 | 0.48014 | 0.2022 | 0.24838 | 0.05023 | 0.3795 | 0.24196 | 0.22202 | 0.11793 | 0 | 0.008 | 0.007 | 0.00175 | 0 | 0
8674 | 0.40724 | 0.23224 | 0.86006 | 0.50108 | 0.23594 | 0.29024 | 0.046037 | 0.38708 | 0.26931 | 0.25288 | 0.14703 | 0.031 | 0.069 | 0.074 | 0.0425 | 0.034 | 0.031
8675 | 0.41384 | 0.28654 | 0.84776 | 0.50416 | 0.25089 | 0.26702 | 0.036829 | 0.39987 | 0.26646 | 0.24987 | 0.14907 | 0.148 | 0.162 | 0.171 | 0.1475 | 0.149 | 0.122
8676 | 0.42717 | 0.32603 | 0.84776 | 0.51015 | 0.25553 | 0.27768 | 0.033096 | 0.41219 | 0.27163 | 0.24535 | 0.15132 | 0.247 | 0.248 | 0.256 | 0.24225 | 0.26 | 0.206
8677 | 0.43206 | 0.34705 | 0.88473 | 0.53469 | 0.28729 | 0.30911 | 0.038486 | 0.42914 | 0.30875 | 0.32277 | 0.17399 | 0.299 | 0.291 | 0.313 | 0.29625 | 0.356 | 0.217
8678 | 0.43159 | 0.37289 | 0.95301 | 0.57346 | 0.33577 | 0.33701 | 0.050042 | 0.43443 | 0.33823 | 0.37413 | 0.20733 | 0.3 | 0.265 | 0.323 | 0.2945 | 0.379 | 0.176
8679 | 0.4629 | 0.4182 | 0.96984 | 0.6131 | 0.40656 | 0.33939 | 0.071724 | 0.42559 | 0.35039 | 0.37709 | 0.25947 | 0.257 | 0.173 | 0.272 | 0.2445 | 0.329 | 0.12
8680 | 0.49196 | 0.48866 | 0.98465 | 0.6524 | 0.48058 | 0.36812 | 0.12497 | 0.43549 | 0.39102 | 0.43069 | 0.32979 | 0.116 | 0.06 | 0.166 | 0.13125 | 0.189 | 0.054
8681 | 0.51556 | 0.59115 | 0.99089 | 0.68043 | 0.53483 | 0.42206 | 0.19743 | 0.49701 | 0.46145 | 0.52922 | 0.39753 | 0.004 | 0.001 | 0.042 | 0.01475 | 0.012 | 0.001
8682 | 0.52048 | 0.68093 | 0.98994 | 0.68264 | 0.53751 | 0.41279 | 0.24132 | 0.55867 | 0.48487 | 0.55757 | 0.41044 | 0 | 0 | 0 | 0 | 0 | 0
8683 | 0.52595 | 0.73591 | 0.99066 | 0.67836 | 0.51846 | 0.40925 | 0.26476 | 0.57315 | 0.48099 | 0.54558 | 0.396 | 0 | 0 | 0 | 0 | 0 | 0
8684 | 0.51687 | 0.77459 | 0.98759 | 0.66982 | 0.50501 | 0.42213 | 0.27624 | 0.5669 | 0.47066 | 0.50994 | 0.38367 | 0 | 0 | 0 | 0 | 0 | 0
8685 | 0.52513 | 0.79985 | 0.96159 | 0.66281 | 0.50173 | 0.44052 | 0.27928 | 0.55019 | 0.46757 | 0.50039 | 0.37919 | 0 | 0 | 0 | 0 | 0 | 0
8686 | 0.53037 | 0.818 | 0.91941 | 0.64824 | 0.49494 | 0.451 | 0.279 | 0.52616 | 0.4677 | 0.51689 | 0.37675 | 0 | 0 | 0 | 0 | 0 | 0
8687 | 0.53826 | 0.83759 | 0.91293 | 0.64515 | 0.48425 | 0.46161 | 0.28059 | 0.50466 | 0.47342 | 0.53889 | 0.38851 | 0 | 0 | 0 | 0 | 0 | 0
8688 | 0.51384 | 0.84628 | 0.8766 | 0.62511 | 0.48488 | 0.4578 | 0.27411 | 0.47909 | 0.46608 | 0.54101 | 0.38644 | 0 | 0 | 0 | 0 | 0 | 0
8689 | 0.52304 | 0.84126 | 0.79921 | 0.60504 | 0.49286 | 0.44244 | 0.27281 | 0.45619 | 0.45258 | 0.52437 | 0.38733 | 0 | 0 | 0 | 0 | 0 | 0
8690 | 0.47912 | 0.82809 | 0.80674 | 0.59553 | 0.50074 | 0.42077 | 0.26642 | 0.43989 | 0.43189 | 0.49092 | 0.37601 | 0 | 0 | 0 | 0 | 0 | 0
8691 | 0.44544 | 0.81607 | 0.82718 | 0.58609 | 0.48567 | 0.40351 | 0.26186 | 0.41994 | 0.41018 | 0.46063 | 0.35664 | 0 | 0 | 0 | 0 | 0 | 0
8692 | 0.41605 | 0.80051 | 0.86315 | 0.57834 | 0.45581 | 0.38823 | 0.261 | 0.39563 | 0.38663 | 0.42897 | 0.33367 | 0 | 0 | 0 | 0 | 0 | 0
8693 | 0.39943 | 0.79209 | 0.90379 | 0.57766 | 0.42977 | 0.3721 | 0.27226 | 0.36825 | 0.35572 | 0.36552 | 0.31703 | 0 | 0 | 0 | 0 | 0 | 0
8694 | 0.39236 | 0.79709 | 0.87091 | 0.5567 | 0.40683 | 0.35274 | 0.27553 | 0.32873 | 0.31766 | 0.28161 | 0.30754 | 0 | 0 | 0 | 0 | 0 | 0
8695 | 0.38148 | 0.79385 | 0.84506 | 0.53622 | 0.38213 | 0.33203 | 0.28137 | 0.31212 | 0.2938 | 0.23451 | 0.29655 | 0 | 0 | 0 | 0 | 0 | 0
8696 | 0.36873 | 0.78854 | 0.843 | 0.52066 | 0.35024 | 0.30733 | 0.28016 | 0.29466 | 0.26965 | 0.19936 | 0.27723 | 0 | 0 | 0 | 0 | 0 | 0
8697 | 0.36055 | 0.7726 | 0.82263 | 0.50271 | 0.32496 | 0.28746 | 0.28498 | 0.29152 | 0.25483 | 0.18142 | 0.25893 | 0 | 0.007 | 0.004 | 0.001 | 0 | 0
8698 | 0.38525 | 0.74688 | 0.74984 | 0.47915 | 0.30237 | 0.27607 | 0.28704 | 0.27193 | 0.23744 | 0.16598 | 0.2358 | 0.006 | 0.063 | 0.045 | 0.022 | 0.005 | 0.032
8699 | 0.36281 | 0.69702 | 0.61158 | 0.41112 | 0.25898 | 0.24976 | 0.27748 | 0.24123 | 0.20956 | 0.15524 | 0.192 | 0.03 | 0.139 | 0.113 | 0.0655 | 0.019 | 0.1
8700 | 0.30708 | 0.62477 | 0.55787 | 0.36612 | 0.23341 | 0.22437 | 0.26324 | 0.2259 | 0.19068 | 0.15758 | 0.15489 | 0.066 | 0.203 | 0.191 | 0.1115 | 0.035 | 0.154
8701 | 0.30998 | 0.54938 | 0.55645 | 0.36086 | 0.21614 | 0.20761 | 0.23983 | 0.25194 | 0.19184 | 0.16753 | 0.14028 | 0.096 | 0.242 | 0.249 | 0.134 | 0.04 | 0.151
8702 | 0.31027 | 0.47748 | 0.62616 | 0.38136 | 0.20767 | 0.20452 | 0.20664 | 0.2767 | 0.18531 | 0.13656 | 0.12345 | 0.122 | 0.219 | 0.266 | 0.135 | 0.037 | 0.115
8703 | 0.32323 | 0.41884 | 0.64811 | 0.38983 | 0.19815 | 0.19476 | 0.17193 | 0.2656 | 0.16836 | 0.09729 | 0.11579 | 0.121 | 0.144 | 0.229 | 0.11275 | 0.029 | 0.072
8704 | 0.33876 | 0.37786 | 0.57748 | 0.37892 | 0.2205 | 0.21345 | 0.1735 | 0.23731 | 0.17485 | 0.11025 | 0.13841 | 0.068 | 0.045 | 0.142 | 0.0645 | 0.015 | 0.033
8705 | 0.35191 | 0.36214 | 0.58991 | 0.40731 | 0.28012 | 0.2776 | 0.19636 | 0.24816 | 0.21456 | 0.13814 | 0.19435 | 0.004 | 0 | 0.039 | 0.011 | 0 | 0.001
8706 | 0.35468 | 0.36104 | 0.71707 | 0.47163 | 0.34314 | 0.31739 | 0.20466 | 0.28214 | 0.24822 | 0.14649 | 0.24685 | 0 | 0 | 0 | 0 | 0 | 0
8707 | 0.35879 | 0.35258 | 0.74269 | 0.4899 | 0.36822 | 0.32266 | 0.20154 | 0.29234 | 0.25637 | 0.14789 | 0.26259 | 0 | 0 | 0 | 0 | 0 | 0
8708 | 0.37606 | 0.35091 | 0.73434 | 0.4944 | 0.37282 | 0.32552 | 0.19515 | 0.29639 | 0.25591 | 0.14055 | 0.26117 | 0 | 0 | 0 | 0 | 0 | 0
8709 | 0.40634 | 0.34575 | 0.74781 | 0.5066 | 0.36567 | 0.33267 | 0.18037 | 0.30213 | 0.25458 | 0.13931 | 0.24423 | 0 | 0 | 0 | 0 | 0 | 0
8710 | 0.4289 | 0.31594 | 0.8374 | 0.54643 | 0.373 | 0.31784 | 0.17472 | 0.30805 | 0.25172 | 0.15817 | 0.22281 | 0 | 0 | 0 | 0 | 0 | 0
8711 | 0.42576 | 0.29471 | 0.86678 | 0.56132 | 0.39141 | 0.30731 | 0.16238 | 0.30589 | 0.25182 | 0.18393 | 0.21017 | 0 | 0 | 0 | 0 | 0 | 0
8712 | 0.46015 | 0.32078 | 0.86498 | 0.5758 | 0.40226 | 0.29176 | 0.14808 | 0.29947 | 0.24537 | 0.18164 | 0.20861 | 0 | 0 | 0 | 0 | 0 | 0
8713 | 0.52968 | 0.35648 | 0.86315 | 0.60396 | 0.41904 | 0.29011 | 0.1366 | 0.29591 | 0.23893 | 0.15819 | 0.2115 | 0 | 0 | 0 | 0 | 0 | 0
8714 | 0.57452 | 0.37071 | 0.87604 | 0.63247 | 0.44685 | 0.28623 | 0.12447 | 0.29758 | 0.23456 | 0.13435 | 0.22008 | 0 | 0 | 0 | 0 | 0 | 0
8715 | 0.64887 | 0.39241 | 0.88989 | 0.67876 | 0.49752 | 0.29498 | 0.12104 | 0.30703 | 0.24156 | 0.11756 | 0.24666 | 0 | 0 | 0 | 0 | 0 | 0
8716 | 0.69137 | 0.43127 | 0.87091 | 0.70575 | 0.55497 | 0.28245 | 0.12533 | 0.31266 | 0.2474 | 0.11391 | 0.28059 | 0 | 0 | 0 | 0 | 0 | 0
8717 | 0.7075 | 0.49646 | 0.86915 | 0.72638 | 0.60248 | 0.32159 | 0.1327 | 0.32271 | 0.27233 | 0.12474 | 0.32027 | 0 | 0 | 0 | 0 | 0 | 0
8718 | 0.72136 | 0.56047 | 0.87378 | 0.7394 | 0.62306 | 0.33355 | 0.14631 | 0.33221 | 0.28771 | 0.13251 | 0.35258 | 0 | 0 | 0 | 0 | 0 | 0
8719 | 0.74621 | 0.61613 | 0.87321 | 0.74797 | 0.62448 | 0.3441 | 0.17072 | 0.33832 | 0.29586 | 0.13714 | 0.36386 | 0 | 0 | 0 | 0 | 0 | 0
8720 | 0.75946 | 0.66883 | 0.87548 | 0.75988 | 0.6447 | 0.34799 | 0.19189 | 0.34928 | 0.30221 | 0.13744 | 0.37412 | 0 | 0 | 0 | 0 | 0 | 0
8721 | 0.78404 | 0.71731 | 0.88367 | 0.78219 | 0.67885 | 0.35824 | 0.20687 | 0.35475 | 0.31591 | 0.14979 | 0.40087 | 0 | 0.007 | 0.005 | 0.00125 | 0 | 0
8722 | 0.79121 | 0.74957 | 0.88785 | 0.79499 | 0.70592 | 0.37936 | 0.2124 | 0.37371 | 0.33761 | 0.17336 | 0.424 | 0.013 | 0.07 | 0.075 | 0.02875 | 0.008 | 0.019
8723 | 0.78815 | 0.76494 | 0.8914 | 0.80121 | 0.72408 | 0.42217 | 0.20731 | 0.37969 | 0.36295 | 0.21377 | 0.43618 | 0.062 | 0.161 | 0.183 | 0.0905 | 0.031 | 0.086
8724 | 0.80192 | 0.78609 | 0.89486 | 0.82036 | 0.76429 | 0.4891 | 0.24801 | 0.41232 | 0.4118 | 0.23519 | 0.51058 | 0.158 | 0.229 | 0.278 | 0.1745 | 0.053 | 0.209
8725 | 0.81865 | 0.80399 | 0.92019 | 0.83209 | 0.75743 | 0.4873 | 0.26882 | 0.4477 | 0.43412 | 0.27962 | 0.52187 | 0.229 | 0.271 | 0.331 | 0.2445 | 0.067 | 0.351
8726 | 0.83029 | 0.80811 | 0.928 | 0.83369 | 0.74276 | 0.51941 | 0.2707 | 0.47416 | 0.46088 | 0.33033 | 0.5196 | 0.237 | 0.256 | 0.328 | 0.23475 | 0.064 | 0.31
8727 | 0.8442 | 0.81223 | 0.93115 | 0.84217 | 0.75116 | 0.51891 | 0.26968 | 0.48836 | 0.47511 | 0.37544 | 0.51773 | 0.185 | 0.182 | 0.272 | 0.1795 | 0.048 | 0.213
8728 | 0.85798 | 0.82394 | 0.9198 | 0.84557 | 0.75894 | 0.50545 | 0.31579 | 0.48913 | 0.47056 | 0.35491 | 0.53277 | 0.088 | 0.063 | 0.169 | 0.088 | 0.019 | 0.076
8729 | 0.86439 | 0.84087 | 0.91783 | 0.85459 | 0.78154 | 0.56208 | 0.37789 | 0.52266 | 0.49844 | 0.34882 | 0.5602 | 0.005 | 0 | 0.048 | 0.0135 | 0 | 0.001
8730 | 0.86931 | 0.8593 | 0.91418 | 0.86093 | 0.7993 | 0.63547 | 0.40984 | 0.56977 | 0.56324 | 0.4565 | 0.59123 | 0 | 0 | 0 | 0 | 0 | 0
8731 | 0.86973 | 0.87634 | 0.91377 | 0.86702 | 0.81757 | 0.69562 | 0.42947 | 0.58505 | 0.60525 | 0.50614 | 0.63418 | 0 | 0 | 0 | 0 | 0 | 0
8732 | 0.88 | 0.889 | 0.91822 | 0.87652 | 0.83134 | 0.72081 | 0.43125 | 0.5883 | 0.62838 | 0.54967 | 0.65473 | 0 | 0 | 0 | 0 | 0 | 0
8733 | 0.87725 | 0.89156 | 0.89917 | 0.87174 | 0.83881 | 0.71978 | 0.42985 | 0.57562 | 0.62561 | 0.54362 | 0.6634 | 0 | 0 | 0 | 0 | 0 | 0
8734 | 0.83937 | 0.87992 | 0.93252 | 0.86884 | 0.83463 | 0.70657 | 0.42189 | 0.55334 | 0.62 | 0.5695 | 0.65059 | 0 | 0 | 0 | 0 | 0 | 0
8735 | 0.78557 | 0.86912 | 0.86558 | 0.82532 | 0.8248 | 0.69398 | 0.41579 | 0.54208 | 0.60491 | 0.55112 | 0.63244 | 0 | 0 | 0 | 0 | 0 | 0
8736 | 0.75924 | 0.86496 | 0.90057 | 0.8184 | 0.7954 | 0.6773 | 0.42008 | 0.54087 | 0.60143 | 0.57251 | 0.61503 | 0 | 0 | 0 | 0 | 0 | 0
8737 | 0.72403 | 0.86078 | 0.95806 | 0.81801 | 0.77195 | 0.63433 | 0.42008 | 0.53854 | 0.55846 | 0.46777 | 0.5932 | 0 | 0 | 0 | 0 | 0 | 0
8738 | 0.69709 | 0.85114 | 0.9728 | 0.80496 | 0.74499 | 0.60419 | 0.41454 | 0.54463 | 0.53503 | 0.42852 | 0.56278 | 0 | 0 | 0 | 0 | 0 | 0
8739 | 0.67714 | 0.84176 | 0.96386 | 0.78622 | 0.71765 | 0.56605 | 0.41019 | 0.55877 | 0.52365 | 0.43207 | 0.53773 | 0 | 0 | 0 | 0 | 0 | 0
8740 | 0.67607 | 0.83453 | 0.94666 | 0.76815 | 0.68172 | 0.56286 | 0.39839 | 0.5528 | 0.51023 | 0.41665 | 0.50859 | 0 | 0 | 0 | 0 | 0 | 0
8741 | 0.71628 | 0.82788 | 0.90469 | 0.77219 | 0.69561 | 0.56801 | 0.40403 | 0.5146 | 0.50026 | 0.4086 | 0.50982 | 0 | 0 | 0 | 0 | 0 | 0
8742 | 0.78132 | 0.82325 | 0.8211 | 0.76716 | 0.69907 | 0.54372 | 0.40992 | 0.45648 | 0.47514 | 0.39626 | 0.5041 | 0 | 0 | 0 | 0 | 0 | 0
8743 | 0.81944 | 0.81414 | 0.76079 | 0.76027 | 0.70059 | 0.51909 | 0.40406 | 0.42605 | 0.4509 | 0.34416 | 0.51431 | 0 | 0 | 0 | 0 | 0 | 0
8744 | 0.84731 | 0.80335 | 0.70132 | 0.76219 | 0.73795 | 0.52648 | 0.38754 | 0.39619 | 0.44524 | 0.31842 | 0.53985 | 0 | 0 | 0 | 0 | 0 | 0
8745 | 0.88312 | 0.77688 | 0.65693 | 0.75788 | 0.7336 | 0.526 | 0.37018 | 0.35968 | 0.4259 | 0.29034 | 0.52761 | 0 | 0.01 | 0.001 | 0.00025 | 0 | 0
8746 | 0.89939 | 0.75972 | 0.65943 | 0.77713 | 0.77258 | 0.48777 | 0.32687 | 0.3108 | 0.40063 | 0.25936 | 0.54457 | 0.022 | 0.075 | 0.04 | 0.02325 | 0.015 | 0.016
8747 | 0.90434 | 0.76405 | 0.58441 | 0.76462 | 0.80513 | 0.4783 | 0.31697 | 0.24424 | 0.37879 | 0.22265 | 0.56997 | 0.077 | 0.131 | 0.116 | 0.0825 | 0.061 | 0.076
8748 | 0.90849 | 0.75397 | 0.63269 | 0.78381 | 0.81025 | 0.47501 | 0.30019 | 0.21803 | 0.38221 | 0.28366 | 0.55212 | 0.206 | 0.147 | 0.193 | 0.16725 | 0.094 | 0.176
8749 | 0.87796 | 0.76781 | 0.80259 | 0.83322 | 0.81911 | 0.45264 | 0.26886 | 0.23799 | 0.39036 | 0.31238 | 0.55842 | 0.321 | 0.131 | 0.242 | 0.242 | 0.147 | 0.258
8750 | 0.80103 | 0.77656 | 0.82941 | 0.81767 | 0.82257 | 0.41737 | 0.23186 | 0.25413 | 0.37167 | 0.26632 | 0.54885 | 0.337 | 0.096 | 0.237 | 0.30025 | 0.372 | 0.255
8751 | 0.72753 | 0.76728 | 0.8374 | 0.77616 | 0.76356 | 0.3647 | 0.20302 | 0.25042 | 0.33405 | 0.20393 | 0.51717 | 0.233 | 0.056 | 0.185 | 0.2435 | 0.365 | 0.191
8752 | 0.6889 | 0.74834 | 0.83881 | 0.72955 | 0.66095 | 0.33362 | 0.19866 | 0.25052 | 0.30327 | 0.1654 | 0.46355 | 0.094 | 0.02 | 0.102 | 0.11525 | 0.196 | 0.069
8753 | 0.64131 | 0.69203 | 0.84574 | 0.69768 | 0.60599 | 0.35219 | 0.20356 | 0.28438 | 0.30738 | 0.16703 | 0.42591 | 0.007 | 0 | 0.02 | 0.00975 | 0.011 | 0.001
8754 | 0.5965 | 0.59032 | 0.82186 | 0.66181 | 0.56705 | 0.39051 | 0.19424 | 0.3109 | 0.31635 | 0.18557 | 0.37843 | 0 | 0 | 0 | 0 | 0 | 0
8755 | 0.61587 | 0.52487 | 0.77977 | 0.65128 | 0.5582 | 0.39091 | 0.17453 | 0.31765 | 0.32063 | 0.20637 | 0.36759 | 0 | 0 | 0 | 0 | 0 | 0
8756 | 0.64279 | 0.50274 | 0.74062 | 0.65604 | 0.58472 | 0.37894 | 0.15426 | 0.3202 | 0.3125 | 0.18812 | 0.36275 | 0 | 0 | 0 | 0 | 0 | 0
8757 | 0.68702 | 0.44335 | 0.72146 | 0.67796 | 0.6254 | 0.38484 | 0.13885 | 0.32178 | 0.30666 | 0.14641 | 0.3736 | 0 | 0 | 0 | 0 | 0 | 0
8758 | 0.7545 | 0.40227 | 0.68141 | 0.69353 | 0.64468 | 0.40552 | 0.12109 | 0.31217 | 0.31177 | 0.13634 | 0.39304 | 0 | 0 | 0 | 0 | 0 | 0
8759 | 0.77111 | 0.41713 | 0.51639 | 0.65815 | 0.68694 | 0.39486 | 0.10822 | 0.27194 | 0.30562 | 0.14644 | 0.40923 | 0 | 0 | 0 | 0 | 0 | 0
8760 | 0.72593 | 0.47162 | 0.31974 | 0.5891 | 0.72163 | 0.37314 | 0.10258 | 0.21397 | 0.28756 | 0.13645 | 0.42668 | 0 | 0 | 0 | 0 | 0 | 0

## emlabModel
ExitSimulationAfterSimulationLength | TRUE
SimulationLength | 20
DeletionAge | 5
DeletionOldPPDPBidsAndCashFlowsEnabled | TRUE
CapDeviationCriterion | 0.03
IterationSpeedCriterion | 0.005
IterationSpeedFactor | 3
RealRenewableDataImplemented | TRUE
CO2TradingImplemented | TRUE
Name | EMLab Model

## TriangularTrends
Name | Top | Max | Min | Start
demandGrowthTrendNL | 1.02 | 1.03 | 0.98 | 1
biomassTrend | 1.01 | 1.05 | 0.97 | 112.5
uraniumTrend | 1.01 | 1.02 | 1 | 5000000
fuelOilTrend | 1.01 | 1.04 | 0.96 | 2.5
hardCoalTrend | 1 | 1.04 | 0.79 | 60
ligniteCoalTrend | 1 | 1.02 | 0.98 | 22
naturalGasTrend | 1.01 | 1.06 | 0.95 | 0.32
co2StartingPrice | 0 | 0 | 0 | 40

## Substances
Name | co2Density | energyDensity | quality | trend
biomass | 0 | 25000 | 0.5 | biomassTrend
uranium | 0 | 3800000000 | 1 | uraniumTrend
fuelOil | 7.5 | 11600 | 1 | fuelOilTrend
hardCoal | 2.784 | 29000 | 1 | hardCoalTrend
ligniteCoal | 0.41 | 3600 | 1 | ligniteCoalTrend
naturalGas | 0.00187 | 36 | 1 | naturalGasTrend
electricity | 0 | 0 | 1
co2 | 1 | 0 | 1 | co2StartingPrice

## Zones
Name
nl
de

## PowerGridNodes
Name | CapacityMultiplicationFactor | Zone | hourlyDemandObjectClassName | hourlyDemandVariableName
nlNode | 1 | nl | ldcNLDE-hourly | NL

## IntermittentResourceProfiles
Name | profileObjectClassName | profileVariable
windProfileOffShoreNL | renewablesNinja2015Profiles | OFF_NL
windProfileOnShoreNL | renewablesNinja2015Profiles | ON_NL
solarProfileNL | renewablesNinja2015Profiles | PV_NL

## Interconnectors
Name | capacity
interconnectorNetherlandsGermany | 0

## InterconnectorNodes
NameInterconnector | NameNode
interconnectorNetherlandsGermany | nlNode

## LoadDurationCurves
Name | segments
loadDurationCurveNL | 20

## ElectricitySpotMarkets
Name | valueOfLostLoad | referencePrice | isAuction | substance | growthTrend | loadDurationCurve | zone
DutchElectricitySpotMarket | 2000 | 40 | FALSE | electricity | demandGrowthTrendNL | loadDurationCurveNL | nl

## CapacityMarkets
Name | InstalledReserveMargin | LowerMargin | UpperMargin | PriceCap | zone
DutchCapacityMarket | 0.2 | 0.1 | 0.1 | 500 | nl

## CO2Auction
Name | referencePrice | isAuction | substance | zone | msr
CO2Auction | 0 | TRUE | co2 | nl | MarketStabilityReserve

## MarketStabilityReserve
Name | UpperTriggerTrend | LowerTriggerTrend | ReleaseTrend | Zone
MarketStabilityReserve | UpperTriggerTrend | LowerTriggerTrend | ReleaseTrend | nl

## EnergyConsumers
Name | ContractWillingnessToPayFactor | ContractDurationPreferenceFactor | LtcMaximumCoverageFraction
EnergyConsumer | 1.2 | 0.03 | 0.8

## EnergyProducers
Name | investorMarket | numberOfYearsBackLookingForForecasting | priceMarkUp | willingToInvest | downpaymentFractionOfCash | dismantlingRequiredOperatingProfit | dismantlingProlongingYearsAfterTechnicalLifetime | debtRatioOfInvestments | loanInterestRate | equityInterestRate | pastTimeHorizon | investmentFutureTimeHorizon | longTermContractPastTimeHorizon | longTermContractMargin | cash | investmentRole
Energy Producer NL A | DutchElectricitySpotMarket | 5 | 1 | TRUE | 0.5 | 0 | 0 | 0.7 | 0.1 | 0.1 | 5 | 7 | 3 | 0.1 | 3000000000 | defaultInvestmentRole
Energy Producer NL B | DutchElectricitySpotMarket | 5 | 1 | TRUE | 0.5 | 0 | 0 | 0.7 | 0.1 | 0.1 | 5 | 7 | 3 | 0.1 | 3000000000 | defaultInvestmentRole
Energy Producer International A | DutchElectricitySpotMarket | 5 | 1 | TRUE | 0.5 | 0 | 0 | 0.7 | 0.1 | 0.1 | 5 | 7 | 3 | 0.1 | 3000000000 | defaultInvestmentRole
Energy Producer International B | DutchElectricitySpotMarket | 5 | 1 | TRUE | 0.5 | 0 | 0 | 0.7 | 0.1 | 0.1 | 5 | 7 | 3 | 0.1 | 3000000000 | defaultInvestmentRole
Energy Producer International C | DutchElectricitySpotMarket | 5 | 1 | TRUE | 0.5 | 0 | 0 | 0.7 | 0.1 | 0.1 | 5 | 7 | 3 | 0.1 | 3000000000 | defaultInvestmentRole

## StepTrends
Name | duration | start | minValue | increment
co2TaxTrend | 1 | 0 | 0 | 0
co2CapTrend | 1 | 55000000 | 0 | -1000000
minCo2PriceTrend | 1 | 0 | 0 | 0
windTargetTrend | 1 | 0 | 0 | 500
pvTargetTrend | 1 | 0 | 0 | 200
ReleaseTrend | 1 | 1000000 | 0
UpperTriggerTrend | 1 | 44000000 | 0 | -1200000
LowerTriggerTrend | 1 | 11000000 | 0 | -800000

## Governments
Name | co2Penalty | co2TaxTrend | co2CapTrend | minCo2PriceTrend
EuropeanGov | 500 | co2TaxTrend | co2CapTrend | minCo2PriceTrend

## NationalGovernments
Name | governedZone | minNationalCo2PriceTrend
DutchGov | nl | minCo2PriceTrend

## GeometricTrends
Name | start | growthRate
coalPSCInvestmentCostTimeSeries | 1365530 | 0.05
coalPSCFixedOperatingCostTimeSeries | 40970 | 0.05
coalPSCEfficiencyTimeSeries | 0.44 | 0.05
lignitePSCInvestmentCostTimeSeries | 1700000 | 0.05
lignitePSCFixedOperatingCostTimeSeries | 41545 | 0.05
lignitePSCEfficiencyTimeSeries | 0.45 | 0.05
biomassCHPInvestmentCostTimeSeries | 1703320 | 0.05
biomassCHPFixedOperatingCostTimeSeries | 59620 | 0.05
biomassCHPEfficiencyTimeSeries | 0.35 | 0.05
ccgtInvestmentCostTimeSeries | 646830 | 0.05
ccgtFixedOperatingCostTimeSeries | 29470 | 0.05
ccgtEfficiencyTimeSeries | 0.59 | 0.05
ocgtInvestmentCostTimeSeries | 359350 | 0.05
ocgtFixedOperatingCostTimeSeries | 14370 | 0.05
ocgtEfficiencyTimeSeries | 0.38 | 0.05
oilPGTInvestmentCostTimeSeries | 250000 | 0.05
oilPGTFixedOperatingCostTimeSeries | 10000 | 0.05
oilPGTEfficiencyTimeSeries | 0.35 | 0.05
nuclearPGTInvestmentCostTimeSeries | 2874800 | 0.05
nuclearPGTFixedOperatingCostTimeSeries | 71870 | 0.05
nuclearPGTEfficiencyTimeSeries | 0.33 | 0.05
pvInvestmentCostTimeSeries | 2048300 | 0.05
pvFixedOperatingCostTimeSeries | 20480 | 0.05
pvEfficiencyTimeSeries | 1 | 0.05
hydroInvestmentCostTimeSeries | 800000 | 0.05
hydroFixedOperatingCostTimeSeries | 10000 | 0.05
hydroEfficiencyTimeSeries | 0.9 | 0.05
windOnshoreInvestmentCostTimeSeries | 1214600 | 0.05
windOnshoreFixedOperatingCostTimeSeries | 18220 | 0.05
windOnshoreEfficiencyTimeSeries | 1 | 0.05
windOffshoreInvestmentCostTimeSeries | 2450770 | 0.05
windOffshoreFixedOperatingCostTimeSeries | 73520 | 0.05
windOffshoreEfficiencyTimeSeries | 1 | 0.05

## PowerGeneratingTechnologies
Name | capacity | intermittent | applicableForLongTermContract | peakSegmentDependentAvailability | baseSegmentDependentAvailability | maximumInstalledCapacityFractionPerAgent | maximumInstalledCapacityFractionInCountry | minimumFuelQuality | expectedPermittime | expectedLeadtime | expectedLifetime | fixedOperatingCostModifierAfterLifetime | minimumRunningHours | depreciationTime | efficiencyTimeSeries | fixedOperatingCostTimeSeries | investmentCostTimeSeries | co2CaptureEfficiency
Coal PSC | 750 | FALSE | TRUE | 1 | 1 | 0 | 0 | 0.95 | 1 | 4 | 40 | 0.05 | 5000 | 20 | coalPSCEfficiencyTimeSeries | coalPSCFixedOperatingCostTimeSeries | coalPSCInvestmentCostTimeSeries | 0
Lignite PSC | 1000 | FALSE | TRUE | 1 | 1 | 0 | 0 | 0.95 | 1 | 5 | 40 | 0.05 | 5000 | 20 | lignitePSCEfficiencyTimeSeries | lignitePSCFixedOperatingCostTimeSeries | lignitePSCInvestmentCostTimeSeries | 0
Biomass CHP | 500 | FALSE | TRUE | 0.7 | 0.7 | 1 | 1 | 0.5 | 1 | 3 | 30 | 0.05 | 0 | 15 | biomassCHPEfficiencyTimeSeries | biomassCHPFixedOperatingCostTimeSeries | biomassCHPInvestmentCostTimeSeries | 0
CCGT | 775 | FALSE | TRUE | 1 | 1 | 1 | 1 | 1 | 1 | 2 | 30 | 0.05 | 0 | 15 | ccgtEfficiencyTimeSeries | ccgtFixedOperatingCostTimeSeries | ccgtInvestmentCostTimeSeries | 0
OCGT | 150 | FALSE | TRUE | 1 | 1 | 1 | 1 | 1 | 0 | 1 | 30 | 0.05 | 0 | 15 | ocgtEfficiencyTimeSeries | ocgtFixedOperatingCostTimeSeries | ocgtInvestmentCostTimeSeries | 0
Fuel oil PGT | 50 | FALSE | TRUE | 1 | 1 | 1 | 1 | 1 | 0 | 1 | 30 | 0.05 | 0 | 15 | oilPGTEfficiencyTimeSeries | oilPGTFixedOperatingCostTimeSeries | oilPGTInvestmentCostTimeSeries | 0
Nuclear PGT | 1000 | FALSE | TRUE | 1 | 1 | 0 | 0 | 1 | 2 | 5 | 40 | 0.05 | 5000 | 25 | nuclearPGTEfficiencyTimeSeries | nuclearPGTFixedOperatingCostTimeSeries | nuclearPGTInvestmentCostTimeSeries | 0
Photovoltaic PGT | 500 | TRUE | TRUE | 0.08 | 0.16 | 1 | 1 | 1 | 0 | 1 | 25 | 0.05 | 0 | 15 | pvEfficiencyTimeSeries | pvFixedOperatingCostTimeSeries | pvInvestmentCostTimeSeries | 0
Hydroelectric | 250 |  | TRUE | 0.08 | 0.16 | 0 | 0 | 1 | 2 | 5 | 50 | 0.05 | 0 | 30 | hydroEfficiencyTimeSeries | hydroFixedOperatingCostTimeSeries | hydroInvestmentCostTimeSeries | 0
Onshore wind PGT | 600 | TRUE | TRUE | 0.05 | 0.4 | 1 | 1 | 1 | 1 | 1 | 25 | 0.05 | 0 | 15 | windOnshoreEfficiencyTimeSeries | windOnshoreFixedOperatingCostTimeSeries | windOnshoreInvestmentCostTimeSeries | 0
Offshore wind PGT | 600 | TRUE | TRUE | 0.08 | 0.65 | 1 | 1 | 1 | 1 | 2 | 25 | 0.05 | 0 | 15 | windOnshoreEfficiencyTimeSeries | windOnshoreFixedOperatingCostTimeSeries | windOnshoreInvestmentCostTimeSeries | 0

## PowerGeneratingTechnologyFuel
NamePowerGeneratingTechnology | NameFuel | Share
Coal PSC | hardCoal | 1
Lignite PSC | ligniteCoal | 1
Biomass CHP | biomass | 1
CCGT | naturalGas | 1
OCGT | naturalGas | 1
Fuel oil PGT | fuelOil | 1
Nuclear PGT | uranium | 1

## PowerGeneratingTechnologyTarget
Name | powerGeneratingTechnology | trend
windTarget | Offshore wind PGT | windTargetTrend
pvTarget | Photovoltaic PGT | pvTargetTrend

## TargetInvestors
Name | investmentRole | investorMarket
TargetInvestorNL | TargetInvestmentRole | netherlandsElectricitySpotMarket

## TargetInvestorTargets
NameInvestor | NameTarget
TargetInvestorNL | windTarget
TargetInvestorNL | pvTarget